## MEP Data Requirement
| Asset Type (MM_Type) | Type Code Status | Type Description | Asset tagged in IMEP Model (Jamie Casas - 2021) | Archived_Discipline (MM_Discipline) | Discipline (MM_Discipline) | Discipline Review (Review Only) | Scheduled Asset | Scheduled in AMR | Active in Model | Asset Tag in Model (LOI 1 and 2) | Type Code In Model (LOI 1) | LOI Category | Physical Tag (lablel on equipment) | System (MM_System) | Archived_System (MM_System) | Rationalized System | System Review (Review Only) | Review Comments | Comments | AssetGeoProperty | Master Asset List | Parent/Child | Ellipse Equipment Class | SBS Number | SBS Name | Asset Maintainer | Asset Operator | Uniclass Section | Uniclass SectionDescription | Uniclass Object Code | Uniclass Object Description | DE Comments
0 | AAV | ACTIVE | Air Admittance Valve | Yes | Hydraulic | Hydraulic | TRUE | Yes | No | Yes | Yes | Yes | LOI 3 | No | Refer to MEP Systems Sheet | STP | STP | TRUE | Reviewed by Karlo Siljeg 21/03/22 |  | Point | Yes | Child |  | 1.1.3.2 | Hydraulic System | MCo | RTO | Pr_65_52_25 | Drainage traps and accessories | Pr_65_54_24_02 | Air admittance valves
1 | ACB | ACTIVE | Air Circuit Breaker | Yes | Electrical LV | Electrical | FALSE | No | No | No | No | Yes | LOI 1 | No | Refer to MEP Systems Sheet | Power LV | Power LV | TRUE | Reviewed by Karlo Siljeg 21/03/22 |  | Point | Yes | Child |  | 1.1.9.3.1 | LV Power | MCo | RTO | Pr_65_72_27 | Electrical protective devices | Pr_65_72_27_02 | Air circuit breakers
2 | ACC | ACTIVE | Air Quality CO2 Controller | Yes | Instrumentation & Control | Instrumentation & Control | TRUE | Yes | No | Yes | Yes | Yes | LOI 3 | No | Refer to MEP Systems Sheet | CONT | Controls | FALSE | Reviewed by Karlo Siljeg 21/03/22 | Added in the Asset Master Register 6/06/2022 | Point | Yes | Parent |  | 1.1.8 | Control Systems | Unallocated | Unallocated | Pr_75_50_18 | Controllers and control panels | Pr_75_50_18_33 | Gas detection control panels
3 | ACH | ACTIVE | Air Cooled Chiller | Yes | Mechanical | Mechanical | TRUE | Yes | No | Yes | Yes | Yes | LOI 3 | Yes | Refer to MEP Systems Sheet | EXA, OSA, RTA, SPA | EXA, OSA, RTA, SPA | TRUE | Reviewed by Karlo Siljeg 21/03/22 |  | Point | Yes | Parent |  | 1.1.3.3.1 | Ecs | MCo | RTO | Pr_60_60_13 | Chillers and cooling towers | Pr_60_60_13_04 | Air cooled liquid chillers
4 | ACO | ACTIVE | Air Quality CO2 Sensor | Yes | Instrumentation & Control | Instrumentation & Control | TRUE | No | No | No | No | No | LOI 1 | No | Refer to MEP Systems Sheet | CONT | Controls | FALSE | Reviewed by Karlo Siljeg 21/03/22 |  | Point | Yes | Child |  | 1.1.8 | Control Systems | Unallocated | Unallocated | Pr_75_50_76 | Sensors and detectors | Pr_75_50_76_02 | Air quality sensors
5 | ACP | ACTIVE | Access Control Panel | Yes | Telecommunication | Electrical | FALSE | Yes | No | Yes | Yes | Yes | LOI 3 | Yes | Refer to MEP Systems Sheet | CONT | Security System | FALSE | Reviewed by Karlo Siljeg 21/03/22 |  | Point | Yes | Parent |  | 1.1.5.5.4 | Security Control System | RTO | RTO | Pr_75_75_27 | Electronic access control products | Pr_75_75_27_03 | Access control units
6 | ACR | ACTIVE | Access Card Reader | Yes | Telecommunication | Electrical | FALSE | No | No | No | No | Yes | LOI 1 | Yes | Refer to MEP Systems Sheet | CONT | Security System | FALSE | Reviewed by Karlo Siljeg 21/03/22 |  | Point | Yes | Parent |  | 1.1.5.5.4 | Security Control System | RTO | RTO | Pr_75_75_27 | Electronic access control products | Pr_75_75_27_50 | Magnetic swipe card readers
7 | ACT | ACTIVE | Actuator | Yes | Mechanical | Mechanical | TRUE | Yes | No | Yes | Yes | Yes | LOI 3 | No | Refer to MEP Systems Sheet | EXA, OSA, RTA, SPA, STP, OTE, REA, TFA, CEX | EXA, OSA, RTA, SPA, STP, OTE, REA, TFA, CEX | TRUE | Reviewed by Karlo Siljeg 21/03/22 |  | Point | Yes | Child |  | 1.1.3.3 | Mechanical Systems | MCo | RTO | Pr_65_54 | Valve products |  |  | LOI Category Updated to suite Model Active Types
8 | ACU | ACTIVE | Air Conditioning Unit (Outdoor) | Yes | Mechanical | Mechanical | TRUE | Yes | No | Yes | Yes | Yes | LOI 3 | Yes | Refer to MEP Systems Sheet | EXA, OSA, RTA, SPA | EXA, OSA, RTA, SPA | TRUE | Reviewed by Karlo Siljeg 21/03/22 |  | Point | Yes | Parent |  | 1.1.3.3.2 | MVAC | MCo | RTO | Pr_70_65_03 | Air conditioning units | Pr_70_65_03_02 | Air cooled condensing units
9 | ADA | ACTIVE | Audio Distribution Amplifier | Yes | Telecommunication | Electrical | FALSE | No | No | No | Yes | Yes | LOI 3 | Yes | Refer to MEP Systems Sheet | CONT | Telecommunication Equipment | FALSE | Reviewed by Karlo Siljeg 21/03/22 |  | Point | Yes | Parent |  | 1.1.8.2 | Emergency Management System | RTO | RTO | Pr_60_75_08 | Audio and visual source products | Pr_60_75_08_02 | Audio amplifiers
10 | ADL | ACTIVE | Advertising Light | Yes | Electrical LV | Electrical | FALSE | No | No | No | No | Yes | LOI 1 | No | Refer to MEP Systems Sheet | Power LV | Power LV | TRUE | Reviewed by Karlo Siljeg 21/03/22 |  | Point | Yes | Parent |  | 1.1.8.1 | Building Management System | MCo | RTO/MCo | Pr_70_70_48 | Luminaires, lighting track and lighting accessories
11 | ADP | ACTIVE | Adit Drainage Pump | Yes | Hydraulic | Hydraulic | TRUE | No | No | No | Yes | Yes | LOI 3 | Yes | Refer to MEP Systems Sheet | TDM |  | FALSE | Reviewed by Karlo Siljeg 21/03/22 | Added in the Asset Master Register 6/06/2022 | Point | Yes | Parent |  | 1.1.3.2 | Hydraulic System | MCo | RTO | Pr_65_53_24 | Drainage pumps | Pr_65_53_24_81 | Small bore discharge pumps
12 | ADS | ACTIVE | Air and Dirt Separator | Yes | Mechanical | Mechanical | TRUE | Yes | No | Yes | Yes | Yes | LOI 3 | Yes | Refer to MEP Systems Sheet | EXA, OSA, RTA, SPA | EXA, OSA, RTA, SPA | TRUE | Reviewed by Karlo Siljeg 21/03/22 |  | Point | Yes | Parent |  | 1.1.8.2.2 | Fire Protection | RTO | RTO | Pr_65_55_76 | Separators | Pr_65_55_76_15 | Combined air and dirt separators
13 | AEP | ACTIVE | Analyser Sensor - pH | Yes | Instrumentation & Control | Instrumentation & Control | TRUE | No | No | No | No | Yes | LOI 1 | No | Refer to MEP Systems Sheet | CONT | Controls | FALSE | Reviewed by Karlo Siljeg 21/03/22 |  | Point | Yes | Child |  | 1.1.8 | Control Systems | Unallocated | Unallocated | Pr_75_50_76 | Sensors and detectors | Pr_75_50_76_61 | pH sensors
14 | AFD | ACTIVE | Arc Flash Detector | Yes | Electrical HV | Electrical | FALSE | No | No | No | No | Yes | LOI 1 | No | Refer to MEP Systems Sheet | POWER HV | POWER HV | TRUE | Reviewed by Karlo Siljeg 21/03/22 |  | Point | Yes | Parent |  | 1.1.9.3.1 | LV Power | MCo | RTO | Pr_75_50_76 | Sensors and detectors | Pr_75_50_76_63 | Photoelectric sensors
15 | AFE | ASSET HIVE ONLY | Fire Extinguisher Installation |  | Fire | Fire | TRUE | No | No | No | No | No | LOI 1 | No | Refer to MEP Systems Sheet |  |  | FALSE | Added by Karlo Siljeg on 3/08/2022 | Used for Asset Hive | Dummy | Yes | Parent |  | 1.1.8.2.2 | Fire Protection | RTO | RTO
16 | AFR | ACTIVE | Air Filter | Yes | Mechanical | Mechanical | TRUE | No | No | No | No | Yes | LOI 1 | No | Refer to MEP Systems Sheet | EXA, OSA, RTA, SPA, STP, OTE, REA, TFA, CEX | EXA, OSA, RTA, SPA, STP, OTE, REA, TFA, CEX | TRUE | Reviewed by Karlo Siljeg 21/03/22 |  | Point | Yes | Child |  | 1.1.8.2.2 | Fire Protection | RTO | RTO | Pr_65_57_02 | Air filters
17 | AFS | ACTIVE | Air Flow Switch | Yes | Instrumentation & Control | Instrumentation & Control | TRUE | No | No | No | No | Yes | LOI 1 | No | Refer to MEP Systems Sheet | CONT | Controls | FALSE | Reviewed by KS on 06/06/2022 |  | Point | Yes | Child |  | 1.1.8 | Control Systems | Unallocated | Unallocated | Pr_75_50_76 | Sensors and detectors | Pr_75_50_76_30 | Flow in duct sensors
18 | AGM | ACTIVE | Authority Gas Meter | Yes | Hydraulic | Hydraulic | TRUE | Yes | No | Yes | Yes | Yes | LOI 3 | No | Refer to MEP Systems Sheet | NAG | NAG | TRUE | Reviewed by Karlo Siljeg 21/03/22 |  | Point | Yes | Parent |  | 1.1.3.2 | Hydraulic System | MCo | RTO | Pr_80_51_51 | Metering and test products | Pr_80_51_51_33 | Gas meters
19 | AGP | ASSET HIVE ONLY | Above ground drainage/waste/tradewaste/rising mains |  | Hydraulic | Hydraulic | TRUE | No | No | No | No | No | LOI 1 | No | Refer to MEP Systems Sheet |  |  | FALSE | Added by Karlo Siljeg on 3/08/2022 | Used for Asset Hive | Dummy | Yes | Parent |  | 1.4.1.8 | Drains | RTO | RTO
20 | AHF | ACTIVE | Active Harmonic Filter |  | Electrical LV | Electrical | FALSE | No | No | No | No | Yes | LOI 1 | No | Refer to MEP Systems Sheet | Power LV | Power LV | TRUE | Reviewed by KS on 28/06/2022 |  | Point | Yes | Parent |  | 1.1.9.3.1 | LV Power | MCo | RTO | Pr_65_72_43 | Power conditioning equipment | Pr_65_72_43_01 | Active electrical filters
21 | AHR | ASSET HIVE ONLY | Hose Reel Installation |  | Fire | Fire | TRUE | No | No | No | No | No | LOI 1 | No | Refer to MEP Systems Sheet |  |  | FALSE | Added by Karlo Siljeg on 3/08/2022 | Used for Asset Hive | Dummy | Yes | Parent |  | 1.1.8.2.2 | Fire Protection | RTO | RTO
22 | AHU | ACTIVE | Air Handling Unit | Yes | Mechanical | Mechanical | TRUE | Yes | No | Yes | Yes | Yes | LOI 3 | Yes | Refer to MEP Systems Sheet | EXA, OSA, RTA, SPA | EXA, OSA, RTA, SPA | TRUE | Reviewed by Karlo Siljeg 21/03/22 |  | Point | Yes | Parent |  | 1.1.3.3 | Mechanical Systems | MCo | RTO | Pr_60_65_03 | Air handling units | Pr_60_65_03_87 | Supply and return air handling units
23 | AID | ACTIVE | Audio Induction Loop |  | Telecommunication | Electrical | FALSE | No | No | No | Yes | Yes | LOI 3 | Yes | Refer to MEP Systems Sheet | CONT | Telecommunication Equipment | FALSE | Reviewed by KS on 28/06/2022 |  | Point | Yes | Parent |  | 1.1.5 | ICT/OCS | Unallocated | Unallocated | Ss_75_10_46 | Listening systems | Ss_75_10_46_05 | Audio frequency induction loop systems
24 | AIM | ACTIVE | Analogue Input Module | Yes | Instrumentation & Control | Instrumentation & Control | TRUE | No | No | No | No | Yes | LOI 1 | No | Refer to MEP Systems Sheet | CONT | Controls | FALSE | Reviewed by Karlo Siljeg 21/03/22 |  | Point | Yes | Child |  | 1.1.8 | Control Systems | Unallocated | Unallocated | Pr_75_75_50 | Monitoring system control products
25 | AIP | ACTIVE | Audio Frequency Induction Loop | Yes | Telecommunication | Electrical | FALSE | No | No | No | Yes | Yes | LOI 3 | Yes | Refer to MEP Systems Sheet | CONT | Telecommunication Equipment | FALSE | Reviewed by Karlo Siljeg 21/03/22 |  | Point | Yes | Parent |  | 1.1.5 | ICT/OCS | Unallocated | Unallocated | Pr_70_75_88 | Telecoms equipment
26 | AIR | ACTIVE | Air Gap |  | Electrical Traction | Electrical | FALSE | No | No | No | No | Yes | LOI 1 | No | Refer to MEP Systems Sheet | Unassigned | Unassigned | TRUE | Reviewed by KS on 28/06/2022 |  | Point | Yes | Parent |  | 1.1.9.2 | Traction Power | RTO | RTO |  | Need to allocate
27 | AMA | ACTIVE | AM Amplifier | Yes | Telecommunication | Electrical | FALSE | No | No | No | Yes | Yes | LOI 3 | Yes | Refer to MEP Systems Sheet | CONT | Telecommunication Equipment | FALSE | Reviewed by Karlo Siljeg 21/03/22 |  | Point | Yes | Parent |  | 1.1.5 | ICT/OCS | Unallocated | Unallocated | Pr_60_75_08 | Audio and visual source products | Pr_60_75_08_02 | Audio amplifiers
28 | ANC | ACTIVE | Mechanical Riser Anchor |  | Mechanical | Mechanical | TRUE | No | No | Yes | No | Yes | LOI 1 | No | Refer to MEP Systems Sheet | Varies | Varies | TRUE | Added 27/04/2023 Following Sub Con Input | General elements, Only in Model | Point | No | Parent
29 | ANT | ACTIVE | Antenna | Yes | Telecommunication | Electrical | FALSE | No | No | No | No | Yes | LOI 1 | Yes | Refer to MEP Systems Sheet | CONT | Telecommunication Equipment | FALSE | Reviewed by Karlo Siljeg 21/03/22 |  | Point | Yes | Parent |  | 1.1.5 | ICT/OCS | Unallocated | Unallocated | Pr_60_75_01 | Antennas and satellite dishes
30 | AOM | ACTIVE | Analogue Output Module | Yes | Instrumentation & Control | Instrumentation & Control | TRUE | No | No | No | No | Yes | LOI 1 | No | Refer to MEP Systems Sheet | CONT | Controls | FALSE | Reviewed by KS on 06/06/2022 | Added in the Asset Master Register 6/06/2022 | Point | Yes | Child |  | 1.1.8 | Control Systems | Unallocated | Unallocated | Pr_75_75_50 | Monitoring system control products
31 | AOP | RETIRED | Analogue Output Module * |  | Instrumentation & Control | Instrumentation & Control | TRUE | No | No | No | No | Yes | LOI 1 | No | Refer to MEP Systems Sheet | CONT | Controls | FALSE | Deleted as part of CYP-GCOR-252385 |  | Point | Yes | Child |  | 1.1.8 | Control Systems | Unallocated | Unallocated
32 | APD | ACTIVE | Automatic Timed Priming Device | Yes | Hydraulic | Hydraulic | TRUE | No | No | No | No | Yes | LOI 1 | No | Refer to MEP Systems Sheet | DCW, FTW, TRW |  | FALSE | Reviewed by KS on 06/06/2022 | Added in the Asset Master Register 6/06/2022 | Point | Yes | Parent |  | 1.1.3.2 | Hydraulic System | MCo | RTO | Pr_65_52_25 | Drainage traps and accessories | Pr_65_52_25_06 | Below-ground grease traps and converters
33 | APE | ACTIVE | Arch Flash Protection Relay | Yes | Electrical HV | Electrical | FALSE | No | No | No | No | Yes | LOI 1 | No | Refer to MEP Systems Sheet | POWER HV | POWER HV | TRUE | Reviewed by Karlo Siljeg 21/03/22 |  | Point | Yes | Child |  | 1.1.9.3.1 | LV Power | MCo | RTO | Pr_75_50_50 | Measuring and monitoring relays
34 | APL | ACTIVE | Pole Light A | Yes | Electrical LV | Electrical | FALSE | Yes | No | Yes | Yes | Yes | LOI 3 | Yes | Refer to MEP Systems Sheet | Power LV | Power LV | TRUE | Reviewed by Karlo Siljeg 21/03/22 |  | Point | Yes | Parent |  | 1.1.6.2 | Station (Lighting) | MCo | RTO | Pr_80_77_48 | Lighting columns, brackets and bollards | Pr_80_77_48_80 | Steel lighting columns
35 | APR | ACTIVE | ATS Printer |  | ATS (EBI Screen) | ATS (EBI Screen) | TRUE | No | No | No | Yes | Yes | LOI 3 | Yes | Refer to MEP Systems Sheet | CONT |  | FALSE | Reviewed by KS on 28/06/2022 |  | Point | Yes | Parent |  | 1.1.5 | ICT/OCS | Unallocated | Unallocated | Pr_70_75_15 | Computers and peripherals | Pr_70_75_15_66 | Printers
36 | ARV | ACTIVE | Air Relief Valve | Yes | Hydraulic | Mechanical, Hydraulic, Fire | FALSE | No | No | No | No | Yes | LOI 1 | No | Refer to MEP Systems Sheet | DCW, FTW, TRW |  | FALSE | Reviewed by Karlo Siljeg 21/03/22 |  | Point | Yes | Child |  | 1.1.3.2 | Hydraulic System | MCo | RTO | Pr_65_54_95 | Water services valves | Pr_65_54_95_65 | Pressure relief valves
37 | ASC | ACTIVE | Air Speed Controller | Yes | Instrumentation & Control | Instrumentation & Control | TRUE | No | No | No | No | Yes | LOI 1 | No | Refer to MEP Systems Sheet | CONT | Controls | FALSE | Reviewed by Karlo Siljeg 21/03/22 |  | Point | Yes | Parent |  | 1.1.8 | Control Systems | Unallocated | Unallocated | Pr_75_50_18 | Controllers and control panels | Pr_75_50_18_21 | Damper actuators
38 | ASD | ACTIVE | Aspirating Smoke Detector | Yes | Fire | Fire | TRUE | Yes | No | Yes | Yes | Yes | LOI 3 | No | Refer to MEP Systems Sheet | FTH, FHS, GSU | FTH, FHS, GSU | TRUE | Reviewed by Karlo Siljeg 21/03/22 |  | Point | Yes | Parent |  | 1.1.8.2.2 | Fire Protection | RTO | RTO | Pr_75_75_30 | Fire alarm detection devices and control equipment | Pr_75_75_30_03 | Aspirating smoke detectors
39 | ASE | ACTIVE | Alarm Signalling Equipment | Yes | Fire | Fire | TRUE | No | No | No | Yes | Yes | LOI 3 | Yes | Refer to MEP Systems Sheet | FTH, FHS, GSU | FTH, FHS, GSU | TRUE | Reviewed by Karlo Siljeg 21/03/22 |  | Point | Yes | Parent |  | 1.1.8.2 | Emergency Management System | RTO | RTO | Pr_65_54_30 | Fire fighting valves and devices | Pr_65_54_30_30 | Fire fighting alarm devices
40 | ASS | ACTIVE | Air Speed Sensor | Yes | Instrumentation & Control | Instrumentation & Control | TRUE | No | No | No | No | Yes | LOI 1 | No | Refer to MEP Systems Sheet | CONT | Controls | FALSE | Reviewed by Karlo Siljeg 21/03/22 |  | Point | Yes | Child |  | 1.1.8 | Control Systems | Unallocated | Unallocated | Pr_75_50_76 | Sensors and detectors | Pr_75_50_76_30 | Flow in duct sensors
41 | ASV | ACTIVE | Analytics Server |  | Security Systems | Electrical | FALSE | No | No | No | Yes | Yes | LOI 3 | Yes | Refer to MEP Systems Sheet | SEC | Security System | FALSE | Reviewed by KS on 28/06/2022 |  | Point | Yes | Parent |  | 1.1.5.5.4 | Security Control System | RTO | RTO | Pr_70_75_15 | Computers and peripherals | Pr_70_75_15_80 | Servers
42 | ATE | ACTIVE | Attenuators Environment Side | Yes | Tunnel Ventilation System | Mechanical | FALSE | Yes | No | Yes | Yes | Yes | LOI 3 | No | Refer to MEP Systems Sheet | Unassigned | TVS | FALSE | Reviewed by Karlo Siljeg 21/03/22 |  | Point | Yes | Child |  | 1.1.3.3.1 | Ecs | MCo | RTO | Pr_65_67_78 | Sound attenuators | Pr_65_67_78_05 | Air transfer and crosstalk attenuators
43 | ATF | ACTIVE | Auto Fill Tank | Yes | Hydraulic | Mechanical, Hydraulic | FALSE | Yes | No | Yes | Yes | Yes | LOI 3 | Yes | Refer to MEP Systems Sheet | STW, TDW, TDR | STW, TDW, TDR | TRUE | Reviewed by Karlo Siljeg 21/03/22 |  | Point | Yes | Parent |  | 1.1.3.2 | Hydraulic System | MCo | RTO | Pr_60_50_96 | Water tanks and cisterns
44 | ATP | ACTIVE | Analyser Transmitter - pH | Yes | Instrumentation & Control | Instrumentation & Control | TRUE | No | No | No | Yes | Yes | LOI 3 | No | Refer to MEP Systems Sheet | CONT | Controls | FALSE | Reviewed by Karlo Siljeg 21/03/22 |  | Point | Yes | Parent |  | 1.1.8 | Control Systems | Unallocated | Unallocated | Pr_75_50_76 | Sensors and detectors | Pr_75_50_76_61 | pH sensors
45 | ATR | ACTIVE | ATS Server Rack |  | ATS (EBI Screen) | ATS (EBI Screen) | TRUE | No | No | No | Yes | Yes | LOI 3 | Yes | Refer to MEP Systems Sheet | CONT |  | FALSE | Reviewed by KS on 28/06/2022 |  | Point | Yes | Child |  | 1.1.5 | ICT/OCS | Unallocated | Unallocated | Pr_80_77_27 | Equipment boards, racks and supports | Pr_80_77_27_42 | IT and telecommunications equipment racks
46 | ATS | ACTIVE | Automatic Transfer Switch | Yes | Electrical LV | Electrical | FALSE | Yes | No | Yes | Yes | Yes | LOI 3 | No | Refer to MEP Systems Sheet | Power LV | Power LV | TRUE | Reviewed by Karlo Siljeg 21/03/22 |  | Point | Yes | Child |  | 1.1.9.3.1 | LV Power | MCo | RTO | Pr_60_70_48 | Low voltage switchgear | Pr_60_70_48_05 | Automatic transfer switching equipment (TSE) | LOI Category Updated to suite Model Active Types
47 | ATT | ACTIVE | Attenuators Tunnel | Yes | Tunnel Ventilation System | Mechanical | FALSE | Yes | No | Yes | Yes | Yes | LOI 3 | Yes | Refer to MEP Systems Sheet | Unassigned | TVS | FALSE | Reviewed by Karlo Siljeg 21/03/22 |  | Point | Yes | Child |  | 1.1.7.1 | Tunnel Ventilation | MCo | RTO | Pr_60_70_48 | Sound attenuators | Pr_65_67_78_05 | Air transfer and crosstalk attenuators
48 | ATW | ACTIVE | ATS Workstation |  | ATS (EBI Screen) | ATS (EBI Screen) | TRUE | No | No | No | Yes | Yes | LOI 3 | Yes | Refer to MEP Systems Sheet | CONT |  | FALSE | Reviewed by KS on 28/06/2022 |  | Point | Yes | Parent |  | 1.1.5 | ICT/OCS | Unallocated | Unallocated | Pr_70_75_15 | Computers and peripherals | Pr_70_75_15_24 | Display screen monitors
49 | AVD | ACTIVE | Alarm Valve - Dry | Yes | Fire | Fire | TRUE | No | No | No | Yes | Yes | LOI 3 | Yes | Refer to MEP Systems Sheet | FTH, FHS, GSU | FTH, FHS, GSU | TRUE | Reviewed by Karlo Siljeg 21/03/22 |  | Point | Yes | Parent |  | 1.1.8.2.2 | Fire Protection | RTO | RTO | Pr_65_54_30 | Fire fighting valves and devices | Pr_65_54_30_30 | Fire fighting alarm devices
50 | AVR | ACTIVE | Automatic Voltage Regulator |  | Electrical HV | Electrical | FALSE | Yes | No | Yes | Yes | Yes | LOI 3 | No | Refer to MEP Systems Sheet | POWER HV | POWER HV | TRUE | Reviewed by KS on 06/06/2022 |  | Point | Yes | Child |  | 1.1.9 | Power | Unallocated | Unallocated | Pr_60_70_65 | Power generators, engines and packaged combined heat and power (CHP) units
51 | AVW | ACTIVE | Alarm Valve - Wet | Yes | Fire | Fire | TRUE | No | No | No | Yes | Yes | LOI 3 | Yes | Refer to MEP Systems Sheet | FTH, FHS, GSU | FTH, FHS, GSU | TRUE | Reviewed by Karlo Siljeg 21/03/22 |  | Point | Yes | Parent |  | 1.1.8.2.2 | Fire Protection | RTO | RTO | Pr_65_54_30 | Fire fighting valves and devices | Pr_65_54_30_30 | Fire fighting alarm devices
52 | AWM | ACTIVE | Authority Water Meter | Yes | Hydraulic | Hydraulic | TRUE | Yes | No | Yes | Yes | Yes | LOI 3 | No | Refer to MEP Systems Sheet | DCW | DCW | TRUE | Reviewed by Karlo Siljeg 21/03/22 |  | Point | Yes | Parent |  | 1.1.3.2 | Hydraulic System | MCo | RTO | Pr_80_51_51 | Metering and test products | Pr_80_51_51_97 | Water meters
53 | AXC | ACTIVE | Axle Counter (whole unit) |  | Conventional Signalling | Conventional Signalling | TRUE | No | No | No | Yes | Yes | LOI 3 | Yes | Refer to MEP Systems Sheet | SIGNALLING | SIGNALLING | TRUE | Reviewed by KS on 28/06/2022 |  | Point | Yes | Parent |  | 1.2.9 | Signalling | RTO | RTO | Pr_70_75_70 | Rail signals, indicators and controls | Pr_70_75_70_05 | Axle counters
54 | AXE | ACTIVE | Axle Counter Evaluator |  | Conventional Signalling | Conventional Signalling | TRUE | No | No | No | Yes | Yes | LOI 3 | No | Refer to MEP Systems Sheet | SIGNALLING | SIGNALLING | TRUE | Reviewed by KS on 28/06/2022 |  | Point | Yes | Parent |  | 1.2.9 | Signalling | RTO | RTO | Pr_70_75_70 | Rail signals, indicators and controls
55 | AXH | ACTIVE | Axle Counter Head |  | Conventional Signalling | Conventional Signalling | TRUE | No | No | No | Yes | Yes | LOI 3 | No | Refer to MEP Systems Sheet | SIGNALLING | SIGNALLING | TRUE | Reviewed by KS on 28/06/2022 |  | Point | Yes | Parent |  | 1.2.9 | Signalling | RTO | RTO | Pr_70_75_70 | Rail signals, indicators and controls
56 | BAL | ACTIVE | FOH Architectural Light (Box Station) | Yes | Electrical LV | Electrical | FALSE | Yes | No | Yes | Yes | Yes | LOI 3 | No | Refer to MEP Systems Sheet | Power LV | Power LV | TRUE | Reviewed by Karlo Siljeg 21/03/22 |  | Point | Yes | Parent |  | 1.1.6.2 | Station (Lighting) | MCo | RTO | Pr_70_70_48 | Luminaires, lighting track and lighting accessories
57 | BAT | ACTIVE | Battery |  | Electrical LV | Electrical | FALSE | Yes | No | Yes | Yes | Yes | LOI 3 | No | Refer to MEP Systems Sheet | Power LV | Power LV | TRUE | Reviewed by KS on 28/06/2022 |  | Point | Yes | Parent |  | 1.1.9.3.1 | LV Power | MCo | RTO | Pr_60_70_06 | Batteries and chargers | Pr_60_70_06_95 | Vented lead-acid batteries
58 | BAV | ACTIVE | Ball Valve | Yes | Hydraulic | Mechanical, Hydraulic, Fire | FALSE | No | No | Yes | No | Yes | LOI 1 | No | Refer to MEP Systems Sheet | OVF, SRM, SDR, SDM, STW, TDW, TDR, TDM, WRM, TRW | OVF, SRM, SDR, SDM, STW, TDW, TDR, TDM, WRM, TRW | TRUE | Reviewed by Karlo Siljeg 21/03/22 |  | Point | Yes | Child |  | 1.1.3.2 | Hydraulic System | MCo | RTO | Pr_65_54_95 | Water services valves | Pr_65_54_95_06 | Ball valves
59 | BBP | ACTIVE | Fire Brigade Booster Point | Yes | Fire | Fire | TRUE | No | No | No | Yes | Yes | LOI 3 | Yes | Refer to MEP Systems Sheet | FTH, FHS | FTH, FHS | TRUE | Reviewed by Karlo Siljeg 21/03/22 |  | Point | Yes | Parent |  | 1.1.8.2.2 | Fire Protection | RTO | RTO | Pr_70_55_97 | Water fire extinguishing outlets | Pr_70_55_97_01 | Above-ground fire hydrants
60 | BCH | ACTIVE | Battery Charger | Yes | Electrical LV | Electrical | FALSE | No | No | No | Yes | Yes | LOI 3 | Yes | Refer to MEP Systems Sheet | Power LV | Power LV | TRUE | Reviewed by Karlo Siljeg 21/03/22 |  | Point | Yes | Parent |  | 1.1.9.3.1 | LV Power | MCo | RTO | Pr_60_70_06 | Batteries and chargers | Pr_60_70_06_71 | Rechargeable dry cell battery chargers
61 | BDD | ACTIVE | Back Draft Damper | Yes | Mechanical | Mechanical | TRUE | No | No | No | Yes | Yes | LOI 3 | No | Refer to MEP Systems Sheet | EXA, OSA, RTA, SPA, STP, OTE, REA, TFA, CEX |  | FALSE | Reviewed by Karlo Siljeg 21/03/22 |  | Point | Yes | Child |  | 1.1.3.3 | Mechanical Systems | MCo | RTO | Pr_65_65_24 | Duct dampers | Pr_65_65_24_56 | Non-return dampers
62 | BEF | ACTIVE | Battery Room Exhaust Fan | Yes | Mechanical | Mechanical | TRUE | Yes | No | Yes | Yes | Yes | LOI 3 | No | Refer to MEP Systems Sheet | BUX | BUX | TRUE | Reviewed by Karlo Siljeg 21/03/22 |  | Point | Yes | Parent |  | 1.1.3.3.2 | MVAC | MCo | RTO | Pr_65_67_29 | Fans | Pr_65_67_29_05 | Axial flow fans
63 | BEM | ACTIVE | BOH Emergency Light | Yes | Electrical LV | Electrical | FALSE | No | No | Yes | Yes | Yes | LOI 3 | Yes | Refer to MEP Systems Sheet | Power LV | Power LV | TRUE | Reviewed by Karlo Siljeg 21/03/22 |  | Point | Yes | Parent |  | 1.1.8.2 | Emergency Management System | RTO | RTO | Pr_70_70_48 | Luminaires, lighting track and lighting accessories | Pr_70_70_48_25 | Emergency luminaires
64 | BFL | ACTIVE | FOH Feature Light (Box Station) | No | Electrical LV | Electrical | FALSE | No | No | Yes | Yes | Yes | LOI 3 | No | Refer to MEP Systems Sheet | Power LV | Power LV | TRUE | Reviewed by Karlo Siljeg 21/03/22 |  | Point | Yes | Parent |  | 1.1.6.2 | Station (Lighting) | MCo | RTO | Pr_70_70_48 | Luminaires, lighting track and lighting accessories
65 | BFR | ACTIVE | Fan Base Frame | Yes | Mechanical | Mechanical | TRUE | No | No | No | No | Yes | LOI 1 | No | Refer to MEP Systems Sheet | EXA, OSA, RTA, SPA, STP, BUX, OTE, REA, TFA, CEX |  | FALSE | Reviewed by Karlo Siljeg 21/03/22 |  | Point | Yes | Child |  | 1.1.3.3 | Mechanical Systems | MCo | RTO | Pr_65_67_29 | Fans
66 | BFT | ACTIVE | Buffer Tank | Yes | Hydraulic | Mechanical, Hydraulic | FALSE | Yes | No | Yes | Yes | Yes | LOI 3 | Yes | Refer to MEP Systems Sheet | DHW, DHF, DHR, DTW | DHW, DHF, DHR, DTW | TRUE | Reviewed by Karlo Siljeg 21/03/22 |  | Point | Yes | Parent |  | 1.1.3.3.1 | Ecs | MCo | RTO | Pr_60_50_96 | Water tanks and cisterns | Pr_60_50_96_20 | Cylindrical tanks
67 | BFV | ACTIVE | Butterfly Valve | Yes | Hydraulic | Mechanical, Hydraulic, Fire | FALSE | No | No | Yes | No | Yes | LOI 1 | No | Refer to MEP Systems Sheet | OVF, SRM, SDR, SDM, STW, TDW, TDR, TDM, WRM, TRW | OVF, SRM, SDR, SDM, STW, TDW, TDR, TDM, WRM, TRW | TRUE | Reviewed by Karlo Siljeg 21/03/22 |  | Point | Yes | Child |  | 1.1.3.2 | Hydraulic System | MCo | RTO | Pr_65_54_95 | Water services valves | Pr_65_54_95_08 | Butterfly valves
68 | BGO | ACTIVE | BOH General Purpose Outlet | Yes | Electrical LV | Electrical | FALSE | Yes | No | Yes | Yes | Yes | LOI 3 | No | Refer to MEP Systems Sheet | Power LV | Power LV | TRUE | Reviewed by Karlo Siljeg 21/03/22 |  | Point | Yes | Parent |  | 1.1.9.3.1 | LV Power | MCo | RTO | Pr_65_72_97 | Wiring accessories | Pr_65_72_97_84 | Standard socket outlets
69 | BGR | ACTIVE | Break Glass Emergency Release |  | Fire | Fire | TRUE | No | No | No | No | Yes | LOI 1 | No | Refer to MEP Systems Sheet | FTH, FHS, GSU | FTH, FHS, GSU | TRUE | Reviewed by KS on 28/06/2022 |  | Point | Yes | Parent |  | 1.1.8.2.2 | Fire Protection | RTO | RTO | Pr_75_30_30 | Electronic access control and recording products | Pr_75_30_30_27 | Emergency door release break glass units
70 | BGU | ACTIVE | Break Glass Unit (Manual Call Point) | Yes | Fire | Fire | TRUE | Yes | No | Yes | Yes | Yes | LOI 3 | Yes | Refer to MEP Systems Sheet | FTH, FHS, GSU | FTH, FHS, GSU | TRUE | Reviewed by Karlo Siljeg 21/03/22 |  | Point | Yes | Parent |  | 1.1.8.2 | Emergency Management System | RTO | RTO | Pr_75_75_30 | Fire alarm detection devices and control equipment | Pr_75_75_30_50 | Manual call points
71 | BHL | ACTIVE | BOH (Back of House) Light | Yes | Electrical LV | Electrical | FALSE | Yes | No | Yes | Yes | Yes | LOI 3 | No | Refer to MEP Systems Sheet | Power LV | Power LV | TRUE | Reviewed by Karlo Siljeg 21/03/22 |  | Point | Yes | Parent |  | 1.1.6.2 | Station (Lighting) | MCo | RTO | Pr_70_70_48 | Luminaires, lighting track and lighting accessories
72 | BMC | ACTIVE | Building Management Cabinet | Yes | Instrumentation & Control | Instrumentation & Control | TRUE | Yes | No | Yes | Yes | Yes | LOI 3 | Yes | Refer to MEP Systems Sheet | CONT | Controls | FALSE | Reviewed by Karlo Siljeg 21/03/22 |  | Point | Yes | Parent |  | 1.1.8.1 | Building Management System | MCo | RTO/MCo | Pr_80_77_28 | Equipment enclosures, cabinets, boxes and housings | Pr_80_77_28_21 | Data equipment cabinets
73 | BMI | ACTIVE | Building Management Panel | Yes | Instrumentation & Control | Instrumentation & Control | TRUE | Yes | No | Yes | Yes | Yes | LOI 3 | Yes | Refer to MEP Systems Sheet | CONT | Controls | FALSE | Reviewed by Karlo Siljeg 21/03/22 |  | Point | Yes | Parent |  | 1.1.8.1 | Building Management System | MCo | RTO/MCo | Pr_75_50_18 | Controllers and control panels | Pr_75_50_18_17 | Control panels
74 | BMR | ACTIVE | Building Management System Rack | Yes | Telecommunication | Electrical | FALSE | No | No | No | No | Yes | LOI 1 | Yes | Refer to MEP Systems Sheet | CONT | Controls | FALSE | Reviewed by Karlo Siljeg 21/03/22 |  | Point | Yes | Child |  | 1.1.8.1 | Building Management System | MCo | RTO/MCo | Pr_80_77_27 | Equipment boards, racks and supports | Pr_80_77_27_42 | IT and telecommunications equipment racks
75 | BPL | ACTIVE | Pole Light B | Yes | Electrical LV | Electrical | FALSE | No | No | Yes | Yes | Yes | LOI 3 | Yes | Refer to MEP Systems Sheet | Power LV | Power LV | TRUE | Reviewed by Karlo Siljeg 21/03/22 |  | Point | Yes | Parent |  | 1.1.6.2 | Station (Lighting) | MCo | RTO | Pr_80_77_48 | Lighting columns, brackets and bollards | Pr_80_77_48_80 | Steel lighting columns
76 | BSB | ACTIVE | Branch Box | Yes | Electrical LV | Mechanical, Electrical | FALSE | No | No | No | No | Yes | LOI 1 | No | Refer to MEP Systems Sheet | Power LV | Power LV | TRUE | Reviewed by Karlo Siljeg 21/03/22 |  | Point | Yes | Parent |  | 1.1.9.3.1 | LV Power | MCo | RTO | Pr_70_65_03 | Air conditioning units
77 | BSL | ACTIVE | Blue Rail Signal Light | Yes | Electrical Traction | Electrical | FALSE | No | No | No | Yes | Yes | LOI 3 | Yes | Refer to MEP Systems Sheet | SIGNALLING | SIGNALLING | TRUE | Reviewed by Karlo Siljeg 21/03/22 |  | Point | Yes | Parent |  | 1.2.9 | Signalling | RTO | RTO | Pr_70_75_70 | Rail signals, indicators and controls | Pr_70_75_70_14 | Colour light signals
78 | BT | ACTIVE | Boundary Trap |  | Hydraulic | Hydraulic | TRUE | No | No | Yes | No | Yes | LOI 1 | No | Refer to MEP Systems Sheet | Varies | Varies | TRUE | Added 27/04/2023 Following Sub Con Input | General elements, Only in Model | Point | No | Parent
79 | BTC | ACTIVE | Bonding Terminal - Communications | Yes | Earthing | Electrical | FALSE | No | No | No | Yes | Yes | LOI 3 | No | Refer to MEP Systems Sheet | Earthing | Earthing and Bonding | FALSE | Reviewed by Karlo Siljeg 21/03/22 |  | Point | Yes | Parent |  | 1.1.9.5 | Earthing And Bonding | RTO | RTO | Pr_65_70_46 | Lightning protection and earthing components | Pr_65_70_46_24 | Earth bars
80 | BTFW | ACTIVE | Basket Trap Floor Waste |  | Hydraulic | Hydraulic | TRUE | No | No | Yes | No | Yes | LOI 1 | No | Refer to MEP Systems Sheet | Varies | Varies | TRUE | Added 27/04/2023 Following Sub Con Input | General elements, Only in Model | Point | No | Parent
81 | BTH | ACTIVE | Basic Transfer Switch | Yes | Electrical LV | Electrical | FALSE | No | No | No | No | Yes | LOI 1 | No | Refer to MEP Systems Sheet | Power LV | Power LV | TRUE | Reviewed by Karlo Siljeg 21/03/22 |  | Point | Yes | Child |  | 1.1.9.3.1 | LV Power | MCo | RTO | Pr_80_77_27 | Low voltage switchgear | Pr_60_70_48_11 | Changeover switches
82 | BTS | ACTIVE | Base Transceiver Station Rack | Yes | Telecommunication | Electrical | FALSE | Yes | No | Yes | Yes | Yes | LOI 3 | Yes | Refer to MEP Systems Sheet | CONT | Telecommunication Equipment | FALSE | Reviewed by Karlo Siljeg 21/03/22 |  | Point | Yes | Parent |  | 1.1.4 | Local Communications | MCo | MCo | Pr_80_77_27 | Equipment boards, racks and supports | Pr_80_77_27_42 | IT and telecommunications equipment racks
83 | BWU | ACTIVE | Boiling Water Unit | Yes | Hydraulic | Hydraulic | TRUE | Yes | No | Yes | Yes | Yes | LOI 3 | Yes | Refer to MEP Systems Sheet | DHW | DHW | TRUE | Reviewed by Karlo Siljeg 21/03/22 |  | Point | Yes | Parent |  | 1.1.3.2 | Hydraulic System | MCo | RTO | Pr_60_60_08 | Boilers | Pr_60_60_08_27 | Electric boilers
84 | CAC | ACTIVE | Computer Room Air Conditioner | Yes | Mechanical | Mechanical | TRUE | No | No | No | Yes | Yes | LOI 3 | Yes | Refer to MEP Systems Sheet | EXA, SPA |  | FALSE | Reviewed by Karlo Siljeg 21/03/22 |  | Point | Yes | Parent |  | 1.1.3.3 | Mechanical Systems | MCo | RTO | Pr_70_65_03 | Air conditioning units | Pr_70_65_03_72 | Room air conditioning units
85 | CAD | ACTIVE | Cable Ladder - A Supply (DC Feeder & Neg) | Yes | Electrical (Common) | Electrical | FALSE | Yes | No | Yes | Yes | Yes | LOI 3 | No | Refer to MEP Systems Sheet | TRAC A | TRAC A | TRUE | Reviewed by Karlo Siljeg 21/03/22 |  | Linear | Yes | Parent |  | 1.1.9.3.1 | LV Power | MCo | RTO | Pr_65_70_11 | Cable management | Pr_65_70_11_14 | Cable ladders
86 | CAL | ACTIVE | FOH Architectural Light (Cavern) | Yes | Electrical LV | Electrical | FALSE | No | No | No | Yes | Yes | LOI 3 | No | Refer to MEP Systems Sheet | Power LV | Power LV | TRUE | Reviewed by Karlo Siljeg 21/03/22 |  | Point | Yes | Parent |  | 1.1.6.2 | Station (Lighting) | MCo | RTO | Pr_70_70_48 | Luminaires, lighting track and lighting accessories
87 | CAN | ACTIVE | Conduit Non-Essential A | Yes | Electrical LV | Electrical | FALSE | No | No | Yes | Yes | Yes | LOI 3 | Yes | Refer to MEP Systems Sheet | NON-ESS LV A | NON-ESS LV A | TRUE | Reviewed by Karlo Siljeg 21/03/22 |  | Linear | Yes | Parent |  | 1.1.9.3.1 | LV Power | MCo | RTO | Pr_65_70_11 | Cable management | Pr_65_70_11_71 | Rigid Conduit
88 | CAT | ACTIVE | Conduit Traction HV A | Yes | Electrical Traction | Electrical | FALSE | No | No | Yes | Yes | Yes | LOI 3 | Yes | Refer to MEP Systems Sheet | TRAC A | TRAC A | TRUE | Reviewed by Karlo Siljeg 21/03/22 |  | Linear | Yes | Parent |  | 1.1.9.2 | Traction Power | RTO | RTO | Pr_65_70_11 | Cable management | Pr_65_70_11_71 | Rigid Conduit
89 | CBD | ACTIVE | Cable Ladder - B Supply (DC Feeder & Neg) | Yes | Electrical (Common) | Electrical | FALSE | No | No | Yes | Yes | Yes | LOI 3 | No | Refer to MEP Systems Sheet | TRAC B | TRAC B | TRUE | Reviewed by Karlo Siljeg 21/03/22 |  | Linear | Yes | Parent |  | 1.1.9.3.1 | LV Power | MCo | RTO | Pr_65_70_11 | Cable management | Pr_65_70_11_14 | Cable ladders
90 | CBI | ACTIVE | CBI Rack |  | Conventional Signalling | Conventional Signalling | TRUE | No | No | No | Yes | Yes | LOI 3 | Yes | Refer to MEP Systems Sheet | SIGNALLING | SIGNALLING | TRUE | Reviewed by KS on 28/06/2022 |  | Point | Yes | Parent |  | 1.2.9 | Signalling | RTO | RTO | Pr_80_77_27 | Equipment boards, racks and supports | Pr_80_77_27_42 | IT and telecommunications equipment racks
91 | CBT | ACTIVE | Conduit Traction HV B | Yes | Electrical Traction | Electrical | FALSE | Yes | No | Yes | Yes | Yes | LOI 3 | Yes | Refer to MEP Systems Sheet | TRAC B | TRAC B | TRUE | Reviewed by Karlo Siljeg 21/03/22 |  | Linear | Yes | Parent |  | 1.1.9.2 | Traction Power | RTO | RTO | Pr_65_70_11 | Cable management | Pr_65_70_11_71 | Rigid Conduit
92 | CCA | ACTIVE | Conduit Critical A | Yes | Electrical LV | Electrical | FALSE | Yes | No | Yes | Yes | Yes | LOI 3 | Yes | Refer to MEP Systems Sheet | CRITICAL A | CRITICAL A | TRUE | Reviewed by Karlo Siljeg 21/03/22 |  | Linear | Yes | Parent |  | 1.1.9.3.1 | LV Power | MCo | RTO | Pr_65_70_11 | Cable management | Pr_65_70_11_71 | Rigid Conduit
93 | CCB | ACTIVE | Conduit Critical B | No | Electrical LV | Electrical | FALSE | Yes | No | Yes | Yes | Yes | LOI 3 | Yes | Refer to MEP Systems Sheet | CRITICAL B | CRITICAL B | TRUE | Reviewed by Karlo Siljeg 21/03/22 | Added in the Asset Master Register 6/06/2022 | Linear | Yes | Parent |  | 1.1.9.3.1 | LV Power | MCo | RTO | Pr_65_70_11 | Cable management | Pr_65_70_11_71 | Rigid Conduit
94 | CCC | ACTIVE | Cooling Control Cabinet (at AIS) | Yes | Electrical HV | Electrical | FALSE | No | No | No | Yes | Yes | LOI 3 | Yes | Refer to MEP Systems Sheet | POWER HV | POWER HV | TRUE | Reviewed by Karlo Siljeg 21/03/22 |  | Point | Yes | Child |  | 1.1.9 | Power | Unallocated | Unallocated | Pr_80_77_28 | Equipment enclosures, cabinets, boxes and housings | Pr_80_77_28_70 | Rack cabinets
95 | CCG | ACTIVE | Camlock Coupling | Yes | Hydraulic | Hydraulic | TRUE | No | No | No | Yes | Yes | LOI 3 | No | Refer to MEP Systems Sheet | FHS, FHT |  | FALSE | Reviewed by Karlo Siljeg 21/03/22 |  | Point | Yes | Parent |  | 1.1.3.2 | Hydraulic System | MCo | RTO | Pr_65_52_38 | Hoses, hose reels and ancillaries | Pr_65_52_38_69 | Quick release couplings
96 | CCL | ACTIVE | Control Cable |  | Instrumentation & Control | Instrumentation & Control | TRUE | No | No | No | No | Yes | LOI 1 | No | Refer to MEP Systems Sheet | CONT | Controls | FALSE | Reviewed by KS on 28/06/2022 |  | Point | Yes | Parent |  | 1.1.5 | ICT/OCS | Unallocated | Unallocated | Pr_65_70_15 | Communications cables and accessories
97 | CCM | ACTIVE | CCTV Camera |  | Security Systems | Electrical | FALSE | No | No | No | Yes | Yes | LOI 3 | Yes | Refer to MEP Systems Sheet | SEC | Security System | FALSE | Reviewed by KS on 28/06/2022 |  | Point | Yes | Parent |  | 1.1.5.5.4 | Security Control System | RTO | RTO | Pr_60_75_86 | Surveillance cameras, monitors and ancillaries | Pr_60_75_86_07 | Internet protocol (IP) box cameras
98 | CDB | ACTIVE | Critical Distribution Board | Yes | Electrical LV | Electrical | FALSE | Yes | No | Yes | Yes | Yes | LOI 3 | Yes | Refer to MEP Systems Sheet | Power LV | Power LV | TRUE | Reviewed by Karlo Siljeg 21/03/22 |  | Point | Yes | Parent |  | 1.1.9.3.1 | LV Power | MCo | RTO | Pr_60_70_22 | Distribution boxes and switchboards | Pr_60_70_22_22 | Distribution boards
99 | CDE | ACTIVE | Control Room Desk |  | Instrumentation & Control | Instrumentation & Control | TRUE | No | No | No | No | Yes | LOI 1 | No | Refer to MEP Systems Sheet | CONT | Controls | FALSE | Reviewed by KS on 28/06/2022 |  | Point | Yes | Parent |  | 1.1.8 | Control Systems | Unallocated | Unallocated | Pr_40_50_21 | Desks and tables | Pr_40_50_21_16 | Console tables
100 | CDN | ACTIVE | Condensate Neutraliser |  | Mechanical | Mechanical | TRUE | No | No | No | Yes | Yes | LOI 3 | No | Refer to MEP Systems Sheet | SPA |  | FALSE | Reviewed by KS on 06/06/2022 |  | Point | Yes | Parent |  | 1.1.3.2 | Hydraulic System | MCo | RTO |  | Need to allocate
101 | CDP | ACTIVE | Condenser Water Pump | Yes | Mechanical | Mechanical | TRUE | No | No | No | Yes | Yes | LOI 3 | Yes | Refer to MEP Systems Sheet | CWF |  | FALSE | Reviewed by Karlo Siljeg 21/03/22 |  | Point | Yes | Parent |  | 1.1.3.3 | Mechanical Systems | MCo | RTO | Pr_65_53_96 | Water supply pumps
102 | CDT | ACTIVE | Cable Duct | Yes | Electrical (Common) | Electrical | FALSE | Yes | No | Yes | Yes | Yes | LOI 3 | No | Refer to MEP Systems Sheet | COMMS A, COMMS B, COMB LV FR, COMB COMMS, MYKI LV, MYKI COMMS, VICTRACK | COMMS A, COMMS B, COMB LV FR, COMB COMMS, MYKI LV, MYKI COMMS, VICTRACK | TRUE | Reviewed by Karlo Siljeg 21/03/22 |  | Linear | Yes | Parent |  | 1.1.9.3.1 | LV Power | MCo | RTO | Pr_65_70_11 | Cable management | Pr_65_70_11_18 | Cable Trunking
103 | CEA | ACTIVE | Conduit Essential A | Yes | Electrical (Common) | Electrical | FALSE | Yes | No | Yes | Yes | Yes | LOI 3 | Yes | Refer to MEP Systems Sheet | ESS A | ESS A | TRUE | Reviewed by Karlo Siljeg 21/03/22 | Added in the Asset Master Register 6/06/2022 | Linear | Yes | Parent |  | 1.1.9.3.1 | LV Power | MCo | RTO | Pr_65_70_11 | Cable management | Pr_65_70_11_71 | Rigid Conduit
104 | CEB | ACTIVE | Conduit Essential B | Yes | Electrical (Common) | Electrical | FALSE | Yes | No | Yes | Yes | Yes | LOI 3 | Yes | Refer to MEP Systems Sheet | ESS B | ESS B | TRUE | Reviewed by Karlo Siljeg 21/03/22 |  | Linear | Yes | Parent |  | 1.1.9.3.1 | LV Power | MCo | RTO | Pr_65_70_11 | Cable management | Pr_65_70_11_71 | Rigid Conduit
105 | CED | ACTIVE | Concourse Extraction Damper | No | Mechanical | Mechanical | TRUE | Yes | No | No | Yes | Yes | LOI 3 | No | Refer to MEP Systems Sheet | RTA, REA, TFA | RTA, REA, TFA | TRUE | Reviewed by Karlo Siljeg 21/03/22 |  | Point | Yes | Parent |  | 1.1.7.2 | Station Ventilation | MCo | RTO | Pr_65_65_24 | Duct dampers | Pr_65_65_24_29 | Fire and smoke dampers
106 | CEF | ACTIVE | Cylinder Exhaust Fan | Yes | Mechanical | Mechanical | TRUE | Yes | No | Yes | Yes | Yes | LOI 3 | No | Refer to MEP Systems Sheet | CEX | CEX | TRUE | Reviewed by Karlo Siljeg 21/03/22 |  | Point | Yes | Parent |  | 1.1.3.3.2 | MVAC | MCo | RTO | Pr_65_67_29 | Fans | Pr_65_67_29_05 | Axial flow fans
107 | CER | ACTIVE | Communications Control Room |  | Telecommunication | Electrical | FALSE | No | No | No | Yes | Yes | LOI 3 | No | Refer to MEP Systems Sheet | CONT | Telecommunication Equipment | FALSE | Reviewed by KS on 28/06/2022 |  | Point | Yes | Parent |  | 1.1.5 | ICT/OCS | Unallocated | Unallocated |  | Need to allocate
108 | CET | ACTIVE | Communications Earth Terminal |  | Telecommunication | Electrical | FALSE | No | No | No | No | Yes | LOI 1 | No | Refer to MEP Systems Sheet | CONT | Telecommunication Equipment | FALSE | Reviewed by KS on 28/06/2022 |  | Point | Yes | Parent |  | 1.1.5 | ICT/OCS | Unallocated | Unallocated | Pr_65_70_46 | Lightning protection and earthing components | Pr_65_70_46_29 | Earthing clamps
109 | CEX | ACTIVE | CO2 Fire Extinguisher | No | Fire | Fire | TRUE | Yes | No | Yes | Yes | Yes | LOI 3 | Yes | Refer to MEP Systems Sheet | FTH, FHS, GSU | FTH, FHS, GSU | TRUE | Reviewed by Karlo Siljeg 21/03/22 |  | Point | Yes | Parent |  | 1.1.8.2.2 | Fire Protection | RTO | RTO | Pr_40_50_28 | Extinguishers and fire blankets | Pr_40_50_28_11 | Carbon dioxide fire extinguishers
110 | CFG | ACTIVE | Compressed Air Foam Generator | Yes | Fire | Fire | TRUE | Yes | No | Yes | Yes | Yes | LOI 3 | Yes | Refer to MEP Systems Sheet | FTH, FHS, GSU | FTH, FHS, GSU | TRUE | Reviewed by Karlo Siljeg 21/03/22 | Added in the Asset Master Register 6/06/2022 | Point | Yes | Parent |  | 1.1.8.2.2 | Fire Protection | RTO | RTO | Pr_60_50_33 | Gas storage cylinders | Pr_60_50_33_14 | Compressed air cylinders
111 | CFL | ACTIVE | FOH Feature Light (Cavern) | Yes | Electrical LV | Electrical | FALSE | No | No | No | Yes | Yes | LOI 3 | No | Refer to MEP Systems Sheet | Power LV | Power LV | TRUE | Reviewed by Karlo Siljeg 21/03/22 |  | Point | Yes | Parent |  | 1.1.6.2 | Station (Lighting) | MCo | RTO | Pr_70_70_48 | Luminaires, lighting track and lighting accessories
112 | CFM | ACTIVE | CityFlo Monitoring System Rack |  | Wayside CBTC | Wayside CBTC | TRUE | No | No | No | Yes | Yes | LOI 3 | Yes | Refer to MEP Systems Sheet | CONT |  | FALSE | Reviewed by KS on 28/06/2022 |  | Point | Yes | Parent |  | 1.1.5 | ICT/OCS | Unallocated | Unallocated | Pr_80_77_27 | Equipment boards, racks and supports | Pr_80_77_27_42 | IT and telecommunications equipment racks
113 | CFS | ACTIVE | CCTV Fixed Camera (Station) | Yes | Security Systems | Electrical | FALSE | No | No | No | Yes | Yes | LOI 3 | Yes | Refer to MEP Systems Sheet | SEC | Security System | FALSE | Reviewed by Karlo Siljeg 21/03/22 |  | Point | Yes | Parent |  | 1.1.5.5.4 | Security Control System | RTO | RTO | Pr_60_75_86 | Surveillance cameras, monitors and ancillaries | Pr_60_75_86_30 | Fixed cameras
114 | CFT | ACTIVE | CCTV Fixed Camera (Tunnel) | Yes | Security Systems | Electrical | FALSE | No | No | No | Yes | Yes | LOI 3 | Yes | Refer to MEP Systems Sheet | SEC | Security System | FALSE | Reviewed by Karlo Siljeg 21/03/22 |  | Point | Yes | Parent |  | 1.1.5.5.4 | Security Control System | RTO | RTO | Pr_60_75_86 | Surveillance cameras, monitors and ancillaries | Pr_60_75_86_30 | Fixed cameras
115 | CFW | ACTIVE | CityFlo Monitoring System Workstation |  | Wayside CBTC | Wayside CBTC | TRUE | No | No | No | Yes | Yes | LOI 3 | Yes | Refer to MEP Systems Sheet | CONT |  | FALSE | Reviewed by KS on 28/06/2022 |  | Point | Yes | Parent |  | 1.1.5 | ICT/OCS | Unallocated | Unallocated | Pr_70_75_15 | Computers and peripherals | Pr_70_75_15_24 | Display screen monitors
116 | CGO | ACTIVE | Communications General Purpose Outlet | Yes | Electrical LV | Electrical | FALSE | No | No | Yes | No | Yes | LOI 1 | No | Refer to MEP Systems Sheet | Power LV | Power LV | TRUE | Reviewed by Karlo Siljeg 21/03/22 |  | Point | Yes | Parent |  | 1.1.5 | ICT/OCS | Unallocated | Unallocated | Pr_65_72_97 | Wiring accessories | Pr_65_72_97_84 | Standard socket outlets
117 | CHA | ACTIVE | Conduit HV A | No | Electrical HV | Electrical | FALSE | No | No | Yes | Yes | Yes | LOI 3 | Yes | Refer to MEP Systems Sheet | HV DIST A | HV DIST A | TRUE | Reviewed by Karlo Siljeg 21/03/22 |  | Linear | Yes | Parent |  | 1.1.9 | Power | Unallocated | Unallocated | Pr_65_70_11 | Cable management | Pr_65_70_11_71 | Rigid Conduit
118 | CHB | ACTIVE | Conduit HV B | No | Electrical HV | Electrical | FALSE | No | No | Yes | Yes | Yes | LOI 3 | Yes | Refer to MEP Systems Sheet | HV DIST B | HV DIST B | TRUE | Reviewed by Karlo Siljeg 21/03/22 |  | Linear | Yes | Parent |  | 1.1.9 | Power | Unallocated | Unallocated | Pr_65_70_11 | Cable management | Pr_65_70_11_71 | Rigid Conduit
119 | CHD | ACTIVE | Chiller Distribution Board | No | Electrical LV | Electrical | FALSE | No | No | No | Yes | Yes | LOI 3 | Yes | Refer to MEP Systems Sheet | Power LV | Power LV | TRUE | Reviewed by Karlo Siljeg 21/03/22 |  | Point | Yes | Parent |  | 1.1.3.3 | Mechanical Systems | MCo | RTO | Pr_60_70_22 | Distribution boxes and switchboards | Pr_60_70_22_22 | Distribution boards
120 | CHM | ACTIVE | Chemical Doser | Yes | Hydraulic | Mechanical, Hydraulic, Fire | FALSE | Yes | No | Yes | Yes | Yes | LOI 3 | Yes | Refer to MEP Systems Sheet | SRM | SRM | TRUE | Reviewed by Karlo Siljeg 21/03/22 |  | Point | Yes | Parent |  | 1.1.3.2 | Hydraulic System | MCo | RTO | Pr_60_55_97 | Water treatment products | Pr_60_55_97_12 | Chemical dosing pots
121 | CHP | ACTIVE | Customer Help Points | Yes | Telecommunication | Electrical | FALSE | No | No | No | Yes | Yes | LOI 3 | Yes | Refer to MEP Systems Sheet | CONT | Telecommunication Equipment | FALSE | Reviewed by Karlo Siljeg 21/03/22 |  | Point | Yes | Parent |  | 1.1.5 | ICT/OCS | Unallocated | Unallocated | Pr_70_75_88 | Telecoms equipment | Pr_70_75_88_03 | Analogue telephone handsets
122 | CHV | ACTIVE | Chamber Vent | No | Mechanical | Mechanical | TRUE | No | No | No | Yes | Yes | LOI 3 | No | Refer to MEP Systems Sheet | EXA |  | FALSE | Reviewed by Karlo Siljeg 21/03/22 |  | Point | Yes | Child |  | 1.1.3.3 | Mechanical Systems | MCo | RTO |  | Need to allocate
123 | CIV | ACTIVE | Combined Main Isolation Butterfly Valve | No | Hydraulic | Hydraulic | TRUE | No | No | No | No | Yes | LOI 1 | No | Refer to MEP Systems Sheet | OVF, SRM, SDR, SDM, STW, TDW, TDR, TDM, WRM, TRW |  | FALSE | Reviewed by Karlo Siljeg 21/03/22 |  | Point | Yes | Child |  | 1.1.3.2 | Hydraulic System | MCo | RTO | Pr_65_54_95 | Water services valves | Pr_65_54_95_08 | Butterfly valves
124 | CJB | ACTIVE | Communication Junction Box | Yes | Electrical LV | Electrical | FALSE | No | No | Yes | No | Yes | LOI 1 | No | Refer to MEP Systems Sheet | Power LV | Power LV | TRUE | Reviewed by Karlo Siljeg 21/03/22 |  | Point | Yes | Parent |  | 1.3 | Communications | Unallocated | Unallocated | Pr_80_77_28 | Equipment enclosures, cabinets, boxes and housings | Pr_80_77_28_08 | Cable junction boxes
125 | CKV | ACTIVE | Check Valve | Yes | Hydraulic | Mechanical, Hydraulic, Fire | FALSE | Yes | No | Yes | Yes | Yes | LOI 3 | No | Refer to MEP Systems Sheet | OVF, SRM, SDR, SDM, STW, TDW, TDR, TDM, WRM, TRW | OVF, SRM, SDR, SDM, STW, TDW, TDR, TDM, WRM, TRW | TRUE | Reviewed by Karlo Siljeg 21/03/22 |  | Point | Yes | Child |  | 1.1.3.2 | Hydraulic System | MCo | RTO | Pr_65_54_95 | Water services valves | Pr_65_54_95_80 | Steel alloy check valves
126 | CLA | ACTIVE | Cable Ladder - A Supply (Non Ess) AC | Yes | Electrical (Common) | Electrical | FALSE | Yes | No | Yes | Yes | Yes | LOI 3 | No | Refer to MEP Systems Sheet | NON-ESS LV A | NON-ESS LV A | TRUE | Reviewed by Karlo Siljeg 21/03/22 |  | Linear | Yes | Parent |  | 1.1.9.3.1 | LV Power | MCo | RTO | Pr_65_70_11 | Cable management | Pr_65_70_11_14 | Cable ladders
127 | CLB | ACTIVE | Cable Ladder - B Supply (Non Ess) AC | No | Electrical (Common) | Electrical | FALSE | Yes | No | Yes | Yes | Yes | LOI 3 | No | Refer to MEP Systems Sheet | NON-ESS LV B | NON-ESS LV B | TRUE | Reviewed by Karlo Siljeg 21/03/22 |  | Linear | Yes | Parent |  | 1.1.9.3.1 | LV Power | MCo | RTO | Pr_65_70_11 | Cable management | Pr_65_70_11_14 | Cable ladders
128 | CLK | ACTIVE | Clock |  | Telecommunication | Electrical | FALSE | No | No | No | No | Yes | LOI 1 | No | Refer to MEP Systems Sheet | CONT | Telecommunication Equipment | FALSE | Reviewed by KS on 28/06/2022 |  | Point | Yes | Parent |  | 1.1.5 | ICT/OCS | Unallocated | Unallocated |  | Need to allocate
129 | CMC | ACTIVE | Conduit Combined Comms | Yes | Telecommunication | Electrical | FALSE | Yes | No | Yes | Yes | Yes | LOI 3 | Yes | Refer to MEP Systems Sheet | COMB COMMS | COMB COMMS | TRUE | Reviewed by Karlo Siljeg 21/03/22 |  | Linear | Yes | Parent |  | 1.1.5 | ICT/OCS | Unallocated | Unallocated | Pr_65_70_11 | Cable management | Pr_65_70_11_71 | Rigid Conduit
130 | CME | ACTIVE | Conduits Combined Electrical | Yes | Electrical LV | Electrical | FALSE | Yes | No | Yes | Yes | Yes | LOI 3 | Yes | Refer to MEP Systems Sheet | Power LV | Power LV | TRUE | Reviewed by Karlo Siljeg 21/03/22 |  | Linear | Yes | Parent |  | 1.1.9.3.1 | LV Power | MCo | RTO | Pr_65_70_11 | Cable management | Pr_65_70_11_71 | Rigid Conduit
131 | CMR | ACTIVE | Compressor | No | Mechanical | Mechanical | TRUE | No | No | No | Yes | Yes | LOI 3 | No | Refer to MEP Systems Sheet | Unassigned |  | FALSE | Reviewed by Karlo Siljeg 21/03/22 |  | Point | Yes | Child |  | 1.1.3.3 | Mechanical Systems | MCo | RTO | Pr_75_51_26 | Electric motors
132 | CMS | ACTIVE | Control and Monitoring System Server |  | Rail Control Systems | Rail Control Systems | TRUE | No | No | No | Yes | Yes | LOI 3 | Yes | Refer to MEP Systems Sheet | CONT | Controls | FALSE | Reviewed by KS on 28/06/2022 |  | Point | Yes | Child |  | 1.1.8 | Control Systems | Unallocated | Unallocated | Pr_70_75_15 | Computers and peripherals | Pr_70_75_15_80 | Servers
133 | CMT | ACTIVE | CBI Maintenance Terminal |  | Conventional Signalling | Conventional Signalling | TRUE | No | No | No | Yes | Yes | LOI 3 | Yes | Refer to MEP Systems Sheet | SIGNALLING | SIGNALLING | TRUE | Reviewed by KS on 28/06/2022 |  | Point | Yes | Parent |  | 1.2.9 | Signalling | RTO | RTO |  | Need to allocate
134 | CMW | ACTIVE | Control and Monitoring System Workstation |  | Rail Control Systems | Rail Control Systems | TRUE | No | No | No | Yes | Yes | LOI 3 | No | Refer to MEP Systems Sheet | CONT | Controls | FALSE | Reviewed by KS on 28/06/2022 |  | Point | Yes | Parent |  | 1.1.8 | Control Systems | Unallocated | Unallocated | Pr_70_75_15 | Computers and peripherals | Pr_70_75_15_24 | Display screen monitors
135 | CNB | ACTIVE | Conduit Non-Essential B | Yes | Electrical LV | Electrical | FALSE | No | No | Yes | Yes | Yes | LOI 3 | Yes | Refer to MEP Systems Sheet | NON-ESS LV B | NON-ESS LV B | TRUE | Reviewed by Karlo Siljeg 21/03/22 |  | Linear | Yes | Parent |  | 1.1.9.3.1 | LV Power | MCo | RTO | Pr_65_70_11 | Cable management | Pr_65_70_11_71 | Rigid Conduit
136 | CO | ACTIVE | Clean Out |  | Hydraulic | Hydraulic | TRUE | No | No | Yes | No | Yes | LOI 1 | No | Refer to MEP Systems Sheet | Varies | Varies | TRUE | Added 27/04/2023 Following Sub Con Input | General elements, Only in Model | Point | No | Parent
137 | COA | ACTIVE | Conduit Comms A | Yes | Telecommunication | Electrical | FALSE | Yes | No | Yes | Yes | Yes | LOI 3 | Yes | Refer to MEP Systems Sheet | COMMS A | COMMS A | TRUE | Reviewed by Karlo Siljeg 21/03/22 |  | Linear | Yes | Parent |  | 1.1.9.3.1 | LV Power | MCo | RTO | Pr_65_70_11 | Cable management | Pr_65_70_11_71 | Rigid Conduit
138 | COB | ACTIVE | Conduit Comms B | Yes | Telecommunication | Electrical | FALSE | Yes | No | Yes | Yes | Yes | LOI 3 | Yes | Refer to MEP Systems Sheet | COMMS B | COMMS B | TRUE | Reviewed by Karlo Siljeg 21/03/22 |  | Linear | Yes | Parent |  | 1.1.5 | ICT/OCS | Unallocated | Unallocated | Pr_65_70_11 | Cable management | Pr_65_70_11_71 | Rigid Conduit
139 | COM | ACTIVE | Communications Module | Yes | Instrumentation & Control | Instrumentation & Control | TRUE | No | No | No | No | Yes | LOI 1 | No | Refer to MEP Systems Sheet | CONT | Controls | FALSE | Reviewed by Karlo Siljeg 21/03/22 | Added in the Asset Master Register 6/06/2022 | Point | Yes | Child |  | 1.3 | Communications | Unallocated | Unallocated | Pr_75_75_50 | Monitoring system control products
140 | CON | ACTIVE | Contactor | Yes | Electrical (Common) | Electrical | FALSE | No | No | No | No | Yes | LOI 1 | No | Refer to MEP Systems Sheet | Unassigned | Unassigned | TRUE | Reviewed by Karlo Siljeg 21/03/22 |  | Point | Yes | Child |  | 1.1.9.3.1 | LV Power | MCo | RTO | Pr_75_51_52 | Motor starters, variable frequency drives and contactors | Pr_75_51_52_26 | Electro-mechanical contactors
141 | COU | ACTIVE | UPS Type |  | Electrical LV | Electrical | FALSE | No | No | No | Yes | Yes | LOI 3 | Yes | Refer to MEP Systems Sheet | Power LV | Power LV | TRUE | Reviewed by KS on 28/06/2022 |  | Point | Yes | Parent |  | 1.1.9.3.1 | LV Power | MCo | RTO | Pr_60_70_64 | Power conditioning supply equipment | Pr_60_70_64_93 | Uninterruptible power supply (UPS) units
142 | CPB | ACTIVE | Communications Pull Box |  | Communications | Electrical | FALSE | No | No | No | Yes | Yes | LOI 3 | Yes | Refer to MEP Systems Sheet | COMMS A, COMMS B | Telecommunication Equipment | FALSE | Reviewed by KS on 28/06/2022 |  | Point | Yes | Parent |  | 1.1.8 | Control Systems | Unallocated | Unallocated |  | Need to allocate
143 | CPD | ACTIVE | Cross Passage Door |  |  | Tunnel facilities | FALSE | Yes | No | Yes | Yes | Yes | LOI 3 | TBC | Refer to MEP Systems Sheet |  |  | TRUE |  |  |  |  | Parent
144 | CPE | ACTIVE | Cross Passage and Door Egress Envelope |  |  | Tunnel facilities | FALSE | No | No | Yes | No | Yes | LOI 1 | TBC | Refer to MEP Systems Sheet |  |  | TRUE
145 | CPL | ACTIVE | Pole Light C | Yes | Electrical LV | Electrical | FALSE | No | No | No | Yes | Yes | LOI 3 | Yes | Refer to MEP Systems Sheet | Power LV | Power LV | TRUE | Reviewed by Karlo Siljeg 21/03/22 |  | Point | Yes | Parent |  | 1.1.6.2 | Station (Lighting) | MCo | RTO | Pr_80_77_48 | Lighting columns, brackets and bollards | Pr_80_77_48_80 | Steel lighting columns
146 | CPN | ACTIVE | Challenger Panel |  | Security Systems | Electrical | FALSE | Yes | No | Yes | Yes | Yes | LOI 3 | Yes | Refer to MEP Systems Sheet | SEC | Security System | FALSE | Reviewed by KS on 28/06/2022 |  | Point | Yes | Parent |  | 1.1.5.5.4 | Security Control System | RTO | RTO | Pr_75_30_30 | Electronic access control and recording products
147 | CPP | ACTIVE | Call Point Panel | Yes | Telecommunication | Electrical | FALSE | No | No | No | Yes | Yes | LOI 3 | No | Refer to MEP Systems Sheet | CONT | Telecommunication Equipment | FALSE | Reviewed by Karlo Siljeg 21/03/22 |  | Point | Yes | Parent |  | 1.1.5 | ICT/OCS | Unallocated | Unallocated | Pr_70_75_88 | Telecoms equipment | Pr_70_75_88_83 | Telecommunications system controllers
148 | CPT | ACTIVE | Cable Pit | Yes | Electrical (Common) | Electrical | FALSE | Yes | No | Yes | Yes | Yes | LOI 3 | No | Refer to MEP Systems Sheet | Unassigned | Varies | FALSE | Reviewed by Karlo Siljeg 21/03/22 |  | Point | Yes | Parent |  | 1.1.9.3.1 | LV Power | MCo | RTO | Pr_65_70_11 | Cable management and accessories | Pr_65_70_11_21 | Cable jointing pits
149 | CPU | ACTIVE | Central Processor Unit | Yes | Instrumentation & Control | Instrumentation & Control | TRUE | No | No | No | No | Yes | LOI 1 | No | Refer to MEP Systems Sheet | CONT | Controls | FALSE | Reviewed by Karlo Siljeg 21/03/22 | Added in the Asset Master Register 6/06/2022 | Point | Yes | Parent |  | 1.1.5 | ICT/OCS | Unallocated | Unallocated | Pr_75_75_50 | Monitoring system control products | Pr_65_52_25_15
150 | CPW | ACTIVE | Cross Passage Wall |  |  | Tunnel facilities | FALSE | No | No | Yes | No | Yes | LOI 1 | TBC | Refer to MEP Systems Sheet |  |  | TRUE
151 | CRB | ACTIVE | Critical Junction Box | Yes | Electrical LV | Electrical | FALSE | No | No | No | Yes | Yes | LOI 3 | No | Refer to MEP Systems Sheet | Power LV | Power LV | TRUE | Reviewed by Karlo Siljeg 21/03/22 |  | Point | Yes | Parent |  | 1.1.9.2 | Traction Power | RTO | RTO | Pr_80_77_28 | Equipment enclosures, cabinets, boxes and housings | Pr_80_77_28_08 | Cable junction boxes
152 | CRD | ACTIVE | Card Reader |  | Security Systems | Electrical | FALSE | No | No | No | No | Yes | LOI 1 | No | Refer to MEP Systems Sheet | SEC | Security System | FALSE | Reviewed by KS on 28/06/2022 |  | Point | Yes | Parent |  | 1.1.5.5.4 | Security Control System | RTO | RTO | Pr_75_30_30 | Electronic access control and recording products
153 | CRV | ACTIVE | Circulation Relief Valve | Yes | Hydraulic | Hydraulic | TRUE | No | No | No | No | Yes | LOI 1 | No | Refer to MEP Systems Sheet | OVF, SRM, SDR, SDM, STW, TDW, TDR, TDM, WRM, TRW |  | FALSE | Reviewed by Karlo Siljeg 21/03/22 |  | Point | Yes | Child |  | 1.1.3.2 | Hydraulic System | MCo | RTO | Pr_65_54_95 | Water services valves | Pr_65_54_95_65 | Pressure relief valves
154 | CSB | ACTIVE | Critical Supply Bus Duct | Yes | Electrical LV | Electrical | FALSE | No | No | No | Yes | Yes | LOI 3 | No | Refer to MEP Systems Sheet | Power LV | Power LV | TRUE | Reviewed by Karlo Siljeg 21/03/22 |  | Linear | Yes | Parent |  | 1.1.9.2 | Traction Power | RTO | RTO | Pr_60_70_48 | Low voltage switchgear | Pr_60_70_48_66 | Power busbar Trunking
155 | CSC | ACTIVE | CAT 6 Cable |  | Telecommunication | Electrical | FALSE | No | No | No | No | Yes | LOI 1 | Yes | Refer to MEP Systems Sheet | CONT | Telecommunication Equipment | FALSE | Reviewed by KS on 26/07/2022 |  | Linear | Yes | Parent |  | 1.1.5 | ICT/OCS | Unallocated | Unallocated | Pr_65_70_15 | Communications cables and accessories
156 | CSS | ACTIVE | Fire Combined Strobe Sounder | Yes | Fire | Fire | TRUE | No | No | No | Yes | Yes | LOI 3 | Yes | Refer to MEP Systems Sheet | FTH, FHS, GSU | FTH, FHS, GSU | TRUE | Reviewed by Karlo Siljeg 21/03/22 |  | Point | Yes | Parent |  | 1.1.8.2.2 | Fire Protection | RTO | RTO | Pr_75_75_30 | Fire alarm detection devices and control equipment | Pr_75_75_30_30 | Fire alarm sounders
157 | CSV | ACTIVE | CCTV Server |  | Security Systems | Electrical | FALSE | No | No | No | Yes | Yes | LOI 3 | Yes | Refer to MEP Systems Sheet | SEC | Security System | FALSE | Reviewed by KS on 28/06/2022 |  | Point | Yes | Parent |  | 1.1.5.5.4 | Security Control System | RTO | RTO | Pr_70_75_15 | Computers and peripherals | Pr_70_75_15_80 | Servers
158 | CTA | ACTIVE | Conduit Traction DC A | Yes | Electrical Traction | Electrical | FALSE | No | No | Yes | Yes | Yes | LOI 3 | No | Refer to MEP Systems Sheet | TRAC A | TRAC A | TRUE | Reviewed by Karlo Siljeg 21/03/22 |  | Linear | Yes | Parent |  | 1.1.9.2 | Traction Power | RTO | RTO | Pr_65_70_11 | Cable management | Pr_65_70_11_71 | Rigid Conduit
159 | CTB | ACTIVE | Conduit Traction DC B | Yes | Electrical Traction | Electrical | FALSE | No | No | Yes | Yes | Yes | LOI 3 | No | Refer to MEP Systems Sheet | TRAC B | TRAC B | TRUE | Reviewed by Karlo Siljeg 21/03/22 |  | Linear | Yes | Parent |  | 1.1.9.2 | Traction Power | RTO | RTO | Pr_65_70_11 | Cable management | Pr_65_70_11_71 | Rigid Conduit
160 | CTG | ACTIVE | Cable Trunking | Yes | Electrical (Common) | Electrical | FALSE | No | No | No | Yes | Yes | LOI 3 | No | Refer to MEP Systems Sheet | COMMS A, COMMS B, COMB LV FR, COMB COMMS, MYKI LV, MYKI COMMS, VICTRACK | COMMS A, COMMS B, COMB LV FR, COMB COMMS, MYKI LV, MYKI COMMS, VICTRACK | TRUE | Reviewed by Karlo Siljeg 21/03/22 |  | Linear | Yes | Parent |  | 1.1.9.3.1 | LV Power | MCo | RTO | Pr_65_70_11 | Cable management | Pr_65_70_11_18 | Cable Trunking
161 | CTM | ACTIVE | CCTV Monitor | Yes | Security Systems | Electrical | FALSE | No | No | No | Yes | Yes | LOI 3 | Yes | Refer to MEP Systems Sheet | SEC | Security System | FALSE | Reviewed by Karlo Siljeg 21/03/22 |  | Point | Yes | Parent |  | 1.1.5.5.4 | Security Control System | RTO | RTO | Pr_60_75_86 | Surveillance cameras, monitors and ancillaries | Pr_60_75_86_79 | Surveillance monitors
162 | CTP | ACTIVE | CCTV Panel | Yes | Telecommunication | Electrical | FALSE | No | No | No | Yes | Yes | LOI 3 | Yes | Refer to MEP Systems Sheet | SEC | Security System | FALSE | Reviewed by Karlo Siljeg 21/03/22 |  | Point | Yes | Parent |  | 1.2.1 | CCTV/Security MGMT | RTO | RTO | Pr_70_75_88 | Telecoms equipment | Pr_70_75_88_83 | Telecommunications system controllers
163 | CTR | ACTIVE | Cable Troughing | Yes | Electrical (Common) | Electrical | FALSE | No | No | No | Yes | Yes | LOI 3 | No | Refer to MEP Systems Sheet | COMMS A, COMMS B, COMB LV FR, COMB COMMS, MYKI LV, MYKI COMMS, VICTRACK | COMMS A, COMMS B, COMB LV FR, COMB COMMS, MYKI LV, MYKI COMMS, VICTRACK | TRUE | Reviewed by Karlo Siljeg 21/03/22 |  | Linear | Yes | Parent |  | 1.1.9.3.1 | LV Power | MCo | RTO | Pr_65_70_11 | Cable management | Pr_65_70_11_16 | Cable troughs
164 | CTS | ACTIVE | Closed Transition Transfer Switch | Yes | Electrical LV | Electrical | FALSE | No | No | No | No | Yes | LOI 1 | No | Refer to MEP Systems Sheet | Power LV | Power LV | TRUE | Reviewed by Karlo Siljeg 21/03/22 |  | Point | Yes | Child |  | 1.1.9.3 | Station Substation | MCo | RTO | Pr_60_70_48 | Low voltage switchgear | Pr_60_70_48_11 | Changeover switches
165 | CTX | ACTIVE | Current Transformer | Yes | Electrical (Common) | Electrical | FALSE | No | No | No | No | Yes | LOI 1 | Yes | Refer to MEP Systems Sheet | LV A, LV B, CRITICAL A, CRITICAL B, COMB LV FR, PO | LV A, LV B, CRITICAL A, CRITICAL B, COMB LV FR, PO | TRUE | Reviewed by Karlo Siljeg 21/03/22 |  | Point | Yes | Child |  | 1.1.9.3.1 | LV Power | MCo | RTO | Pr_80_51_51 | Metering and test products | Pr_80_51_51_19 | Current transformers
166 | CWI | ACTIVE | Cold Water Isolation Valve |  | Hydraulic | Hydraulic | TRUE | No | No | No | No | Yes | LOI 1 | No | Refer to MEP Systems Sheet | DCW |  | FALSE | Reviewed by KS on 06/06/2022 |  | Point | Yes | Child |  | 1.1.3.2 | Hydraulic System | MCo | RTO | Pr_65_54_94 | Water supply valves
167 | CWP | ACTIVE | Chilled Water Pump |  | Mechanical | Mechanical | TRUE | Yes | No | No | Yes | Yes | LOI 3 | Yes | Refer to MEP Systems Sheet | CHF | CHF | TRUE | Reviewed by KS on 06/06/2022 |  | Point | Yes | Parent |  | 1.1.3.3 | Mechanical Systems | MCo | RTO | Pr_65_53_96 | Water supply pumps
168 | CWS | ACTIVE | CCTV Workstation |  | Security Systems | Electrical | FALSE | No | No | No | Yes | Yes | LOI 3 | Yes | Refer to MEP Systems Sheet | SEC | Security System | FALSE | Reviewed by KS on 28/06/2022 |  | Point | Yes | Parent |  | 1.1.5.5.4 | Security Control System | RTO | RTO | Pr_70_75_15 | Computers and peripherals | Pr_70_75_15_24 | Display screen monitors
169 | CXC | ACTIVE | Coaxial Cable |  | Electrical (Common) | Electrical | FALSE | No | No | No | No | Yes | LOI 1 | Yes | Refer to MEP Systems Sheet | Unassigned | Unassigned | TRUE | Added by KS on 27/07/2022 |  | Linear | Yes | Parent |  | 1.1.8 | Control Systems | Unallocated | Unallocated | Pr_65_70_15_13 | Communications cables and accessories | Pr_65_70_15_13 | Coaxial cables
170 | DAA | ACTIVE | DAB Amplifier |  | Telecommunication | Electrical | FALSE | No | No | No | No | Yes | LOI 1 | No | Refer to MEP Systems Sheet | CONT | Telecommunication Equipment | FALSE | Reviewed by KS on 06/06/2022 |  | Point | Yes | Parent |  | 1.3.5 | Communication Equipment Room | MCo/RTO | RTO | Pr_60_75_08 | Audio and visual source products | Pr_60_75_08_02 | Audio amplifiers
171 | DAL | ACTIVE | DALI Line Controller |  | Instrumentation & Control | Instrumentation & Control | TRUE | No | No | No | Yes | Yes | LOI 3 | Yes | Refer to MEP Systems Sheet | CONT | Controls | FALSE | Reviewed by KS on 06/06/2022 | Added in the Asset Master Register 6/06/2022 | Point | Yes | Parent |  | 1.1.8 | Control Systems | Unallocated | Unallocated | Pr_70_70_47 | Lighting controls and lighting distribution products | Pr_70_70_47_12 | Centralized lighting controllers
172 | DAS | ACTIVE | Distributed Antenna System | Yes | Telecommunication | Electrical | FALSE | No | No | No | Yes | Yes | LOI 3 | Yes | Refer to MEP Systems Sheet | CONT | Telecommunication Equipment | FALSE | Reviewed by Karlo Siljeg 21/03/22 |  | Point | Yes | Parent |  | 1.1.9.3.1 | LV Power | MCo | RTO | Pr_70_75_88 | Telecoms equipment | Pr_70_75_88_83 | Telecommunications system controllers
173 | DAT | ACTIVE | Duct Attenuators | Yes | Mechanical | Mechanical | TRUE | Yes | No | Yes | Yes | Yes | LOI 3 | No | Refer to MEP Systems Sheet | EXA, OSA, RTA, SPA, STP, OTE, REA, TFA, CEX | EXA, OSA, RTA, SPA, STP, OTE, REA, TFA, CEX | TRUE | Reviewed by Karlo Siljeg 21/03/22 |  | Point | Yes | Child |  | 1.1.3.3.2 | MVAC | MCo | RTO | Pr_65_65_24 | Duct dampers
174 | DBC | ACTIVE | DC Traction Battery Charger | No | Electrical Traction | Electrical | FALSE | Yes | No | Yes | Yes | Yes | LOI 3 | No | Refer to MEP Systems Sheet | TRAC A, TRAC B, DC A, DC B | TRAC A, TRAC B, DC A, DC B | TRUE | Reviewed by Karlo Siljeg 21/03/22 |  | Point | Yes | Parent |  | 1.1.9.2.1 | Traction Substation | RTO | RTO | Pr_60_70_06 | Batteries and chargers | Pr_60_70_06_71 | Rechargeable dry cell battery chargers
175 | DBP | ACTIVE | Dual Booster Point | Yes | Fire | Fire | TRUE | Yes | No | Yes | Yes | Yes | LOI 3 | Yes | Refer to MEP Systems Sheet | FTH, FHS, GSU | FTH, FHS, GSU | TRUE | Reviewed by Karlo Siljeg 21/03/22 |  | Point | Yes | Parent |  | 1.1.8.2.2 | Fire Protection | RTO | RTO | Pr_65_53_86 | Supply and exhaust pumps | Pr_65_53_86_66 | Pressure booster pumps
176 | DBS | ACTIVE | DC Traction 48V Batteries | No | Electrical Traction | Electrical | FALSE | Yes | No | Yes | Yes | Yes | LOI 3 | No | Refer to MEP Systems Sheet | TRAC A, TRAC B, DC A, DC B | TRAC A, TRAC B, DC A, DC B | TRUE | Reviewed by Karlo Siljeg 21/03/22 |  | Point | Yes | Parent |  | 1.1.9.2.1 | Traction Substation | RTO | RTO | Pr_60_70_06 | Batteries and chargers | Pr_60_70_06_71 | Rechargeable dry cell battery chargers
177 | DBT | ACTIVE | DC Traction Bus Tie | No | Electrical Traction | Electrical | FALSE | No | No | No | No | Yes | LOI 1 | No | Refer to MEP Systems Sheet | TRAC A, TRAC B, DC A, DC B | TRAC A, TRAC B, DC A, DC B | TRUE | Reviewed by Karlo Siljeg 21/03/22 |  | Point | Yes | Parent |  | 1.1.9.2.1 | Traction Substation | RTO | RTO | Pr_60_70_36 | High voltage switchgear and transformers | Pr_60_70_36_82 | High voltage switches
178 | DBX | ACTIVE | DC Bypass Switch | Yes | Electrical Traction | Electrical | FALSE | No | No | No | No | Yes | LOI 1 | No | Refer to MEP Systems Sheet | TRAC A, TRAC B, DC A, DC B | TRAC A, TRAC B, DC A, DC B | TRUE | Reviewed by Karlo Siljeg 21/03/22 |  | Point | Yes | Child |  | 1.1.9.2.1 | Traction Substation | RTO | RTO | Pr_60_70_36 | High voltage switchgear and transformers | Pr_60_70_36_82 | High voltage switches
179 | DCB | ACTIVE | DC Circuit Breaker | Yes | Electrical Traction | Electrical | FALSE | No | No | Yes | No | Yes | LOI 1 | No | Refer to MEP Systems Sheet | TRAC A, TRAC B, DC A, DC B | TRAC A, TRAC B, DC A, DC B | TRUE | Reviewed by Karlo Siljeg 21/03/22 |  | Point | Yes | Child |  | 1.1.9.2.1 | Traction Substation | RTO | RTO | Pr_60_70_36 | High voltage switchgear and transformers
180 | DCI | ACTIVE | DC Inverter Assembly | Yes | Electrical Traction | Electrical | FALSE | Yes | No | Yes | Yes | Yes | LOI 3 | No | Refer to MEP Systems Sheet | TRAC A, TRAC B, DC A, DC B | TRAC A, TRAC B, DC A, DC B | TRUE | Reviewed by Karlo Siljeg 21/03/22 |  | Point | Yes | Parent |  | 1.1.9.2.1 | Traction Substation | RTO | RTO | Pr_60_70_36 | High voltage switchgear and transformers
181 | DCKV | ACTIVE | Double Check Valve |  | Hydraulic | Mechanical, Hydraulic, Fire | FALSE | No | No | Yes | No | Yes | LOI 1 | No | Refer to MEP Systems Sheet | Varies | Varies | TRUE | Added 27/04/2023 Following Sub Con Input | General elements, Only in Model | Point | No | Parent
182 | DCL | ACTIVE | DC Line Indicator | Yes | Electrical Traction | Electrical | FALSE | No | No | No | Yes | Yes | LOI 3 | No | Refer to MEP Systems Sheet | TRAC A, TRAC B, DC A, DC B | TRAC A, TRAC B, DC A, DC B | TRUE | Reviewed by Karlo Siljeg 21/03/22 |  | Point | Yes | Parent |  | 1.1.9.2.1 | Traction Substation | RTO | RTO |  | Need to allocate
183 | DCP | ACTIVE | DC Traction Rectifier Control Panel | Yes | Electrical Traction | Electrical | FALSE | No | No | No | Yes | Yes | LOI 3 | Yes | Refer to MEP Systems Sheet | TRAC A, TRAC B, DC A, DC B | TRAC A, TRAC B, DC A, DC B | TRUE | Reviewed by Karlo Siljeg 21/03/22 |  | Point | Yes | Parent |  | 1.1.9.2.1 | Traction Substation | RTO | RTO | Pr_75_50_18 | Controllers and control panels | Pr_75_50_18_17 | Control panels
184 | DCR | ACTIVE | DC Rectifier Assembly | Yes | Electrical Traction | Electrical | FALSE | Yes | No | Yes | Yes | Yes | LOI 3 | No | Refer to MEP Systems Sheet | TRAC A, TRAC B, DC A, DC B | TRAC A, TRAC B, DC A, DC B | TRUE | Reviewed by Karlo Siljeg 21/03/22 |  | Point | Yes | Parent |  | 1.1.9.2.1 | Traction Substation | RTO | RTO | Pr_60_70_36 | High voltage switchgear and transformers
185 | DCS | ACTIVE | DC Traction Sectionalizer | Yes | Electrical Traction | Electrical | FALSE | Yes | No | Yes | Yes | Yes | LOI 3 | No | Refer to MEP Systems Sheet | TRAC A, TRAC B, DC A, DC B | TRAC A, TRAC B, DC A, DC B | TRUE | Reviewed by Karlo Siljeg 21/03/22 |  | Point | Yes | Parent |  | 1.1.9.2.1 | Traction Substation | RTO | RTO | Pr_60_70_36 | High voltage switchgear and transformers | Pr_60_70_36_80 | High voltage switch-disconnectors
186 | DCU | ACTIVE | DC CB Panel for UPS |  | Electrical LV | Electrical | FALSE | Yes | No | Yes | Yes | Yes | LOI 3 | Yes | Refer to MEP Systems Sheet | Power LV | Power LV | TRUE | Reviewed by KS on 28/06/2022 |  | Point | Yes | Parent |  | 1.1.9.3.1 | LV Power | MCo | RTO | Pr_75_50_18 | Control and indicator panels | Pr_75_50_18_92 | Uninterruptible power supply control panels
187 | DES | ACTIVE | DC Traction Earth Switch | Yes | Electrical Traction | Electrical | FALSE | No | No | No | No | Yes | LOI 1 | No | Refer to MEP Systems Sheet | TRAC A, TRAC B, DC A, DC B | TRAC A, TRAC B, DC A, DC B | TRUE | Reviewed by Karlo Siljeg 21/03/22 |  | Point | Yes | Child |  | 1.1.9.2.1 | Traction Substation | RTO | RTO | Pr_60_70_36 | High voltage switchgear and transformers | Pr_60_70_36_26 | High voltage earthing switches
188 | DEX | ACTIVE | Dry Chemical Fire Extinguisher | Yes | Fire | Fire | TRUE | No | No | No | Yes | Yes | LOI 3 | Yes | Refer to MEP Systems Sheet | FTH, FHS | FTH, FHS | TRUE | Reviewed by Karlo Siljeg 21/03/22 |  | Point | Yes | Parent |  | 1.1.8.2.2 | Fire Protection | RTO | RTO | Pr_40_50_28 | Extinguishers and fire blankets | Pr_40_50_28_24 | Dry powder fire extinguishers
189 | DFH | ACTIVE | Dual Head Fire Hydrant | Yes | Fire | Fire | TRUE | Yes | No | Yes | Yes | Yes | LOI 3 | Yes | Refer to MEP Systems Sheet | FHS | FHS | TRUE | Reviewed by Karlo Siljeg 21/03/22 |  | Point | Yes | Parent |  | 1.1.8.2.2 | Fire Protection | RTO | RTO | Pr_70_55_97 | Water fire extinguishing outlets
190 | DFS | ASSET HIVE ONLY | Ductwork Fire Spray Installation |  | Mechanical | Mechanical | TRUE | No | No | No | No | No | LOI 1 | No | Refer to MEP Systems Sheet |  |  | FALSE | Added by Karlo Siljeg on 3/08/2022 | Used for Asset Hive | Dummy | Yes | Parent |  | 1.1.8.1 | Building Management System | MCo | RTO/MCo
191 | DFW | ASSET HIVE ONLY | Ductwork Fire Wrap Installation |  | Mechanical | Mechanical | TRUE | No | No | No | No | No | LOI 1 | No | Refer to MEP Systems Sheet |  |  | FALSE | Added by Karlo Siljeg g on 3/08/2022 | Used for Asset Hive | Dummy | Yes | Parent |  | 1.1.8.1 | Building Management System | MCo | RTO/MCo
192 | DGP | ACTIVE | Dual Fire Hydrant | Yes | Fire | Fire | TRUE | No | No | No | Yes | Yes | LOI 3 | Yes | Refer to MEP Systems Sheet | FHS | FHS | TRUE | Reviewed by Karlo Siljeg 21/03/22 |  | Point | Yes | Parent |  | 1.1.8.2.2 | Fire Protection | RTO | RTO | Pr_70_55_97 | Water fire-extinguishing outlets | Pr_70_55_97_01 | Above-ground fire hydrants
193 | DGU | ACTIVE | Data Gathering Unit | Yes | Telecommunication | Electrical | FALSE | No | No | No | No | Yes | LOI 1 | No | Refer to MEP Systems Sheet | CONT | Telecommunication Equipment | FALSE | Reviewed by Karlo Siljeg 21/03/22 |  | Point | Yes | Parent |  | 1.1.5 | ICT/OCS | Unallocated | Unallocated | Pr_80_51_51 | Metering and test products | Pr_80_51_51_22 | Digital metering equipment
194 | DHE | ACTIVE | DAS Headend Equipment | Yes | Telecommunication | Electrical | FALSE | Yes | No | Yes | Yes | Yes | LOI 3 | Yes | Refer to MEP Systems Sheet | CONT | Telecommunication Equipment | FALSE | Reviewed by Karlo Siljeg 21/03/22 | Added in the Asset Master Register 6/06/2022 | Point | Yes | Parent |  | 1.3 | Communications | Unallocated | Unallocated | Pr_70_75_88 | Telecoms equipment | Pr_70_75_88_83 | Telecommunications system controllers
195 | DHO | ACTIVE | Dock Hoist | Yes | Mechanical | Mechanical | TRUE | No | No | No | Yes | Yes | LOI 3 | Yes | Refer to MEP Systems Sheet | Unassigned |  | FALSE | Reviewed by Karlo Siljeg 21/03/22 |  | Point | Yes | Parent |  | 1.4.1.1 | Station | RTO | RTO | Pr_65_80_47 | Lifting platforms and hoists | Pr_65_80_47_95 | Vertical lifting platforms
196 | DIM | ACTIVE | Digital Input Module | Yes | Instrumentation & Control | Instrumentation & Control | TRUE | No | No | No | No | Yes | LOI 1 | No | Refer to MEP Systems Sheet | CONT | Controls | FALSE | Reviewed by Karlo Siljeg 21/03/22 |  | Point | Yes | Child |  | 1.1.8 | Control Systems | Unallocated | Unallocated | Pr_75_75_50 | Monitoring system control products
197 | DIP | ACTIVE | Dipole Cable Ladder | Yes | Electrical (Common) | Electrical | FALSE | No | No | Yes | Yes | Yes | LOI 3 | No | Refer to MEP Systems Sheet | Unassigned | Unassigned | TRUE | Reviewed by Karlo Siljeg 21/03/22 |  | Linear | Yes | Parent |  | 1.1.9.3.1 | LV Power | MCo | RTO | Pr_65_70_11 | Cable management | Pr_65_70_11_14 | Cable ladders
198 | DIS | ACTIVE | DC Traction Isolator | Yes | Electrical Traction | Electrical | FALSE | No | No | Yes | No | Yes | LOI 1 | No | Refer to MEP Systems Sheet | TRAC A, TRAC B, DC A, DC B | TRAC A, TRAC B, DC A, DC B | TRUE | Reviewed by Karlo Siljeg 21/03/22 |  | Point | Yes | Child |  | 1.1.9.2.1 | Traction Substation | RTO | RTO | Pr_60_70_36 | High voltage switchgear and transformers | Pr_60_70_36_80 | High voltage switch-disconnectors
199 | DLC | ACTIVE | Platform Screen Door Local Control Panel |  | Platform Screen Doors | Platform Screen Doors | TRUE | No | No | No | Yes | Yes | LOI 3 | No | Refer to MEP Systems Sheet | Unassigned |  | FALSE | Reviewed by KS on 28/06/2022 |  | Point | Yes | Parent |  | 1.2.8 | Platform Screen Doors | RTO | RTO |  | Need to allocate
200 | DLP | ACTIVE | Deluge Panel | Yes | Fire | Fire | TRUE | No | No | No | Yes | Yes | LOI 3 | Yes | Refer to MEP Systems Sheet | FTH, FHS | FTH, FHS | TRUE | Reviewed by Karlo Siljeg 21/03/22 |  | Point | Yes | Parent |  | 1.1.8.2.2 | Fire Protection | RTO | RTO | Pr_75_75_30 | Fire alarm detection devices and control equipment | Pr_75_75_30_29 | Fire alarm panels
201 | DMP | ACTIVE | Data Marshalling Panel | Yes | Instrumentation & Control | Instrumentation & Control | TRUE | No | No | No | Yes | Yes | LOI 3 | Yes | Refer to MEP Systems Sheet | CONT | Controls | FALSE | Reviewed by Karlo Siljeg 21/03/22 |  | Point | Yes | Parent |  | 1.1.8 | Control Systems | Unallocated | Unallocated | Pr_75_50_18 | Controllers and control panels | Pr_75_50_18_41 | Instrumentation, automation and control panels
202 | DNE | ACTIVE | Do Not Enter Sign | Yes | Fire | Fire | TRUE | Yes | No | Yes | Yes | Yes | LOI 3 | Yes | Refer to MEP Systems Sheet | FTH, FHS, GSU | FTH, FHS, GSU | TRUE | Reviewed by Karlo Siljeg 21/03/22 |  | Point | Yes | Parent |  | 1.1.8.2.2 | Fire Protection | RTO | RTO | Pr_40_10_77 | Signs and markers | Pr_40_10_77_76 | Safety signs
203 | DOM | ACTIVE | Digital Output Module | Yes | Instrumentation & Control | Instrumentation & Control | TRUE | No | No | No | No | Yes | LOI 1 | No | Refer to MEP Systems Sheet | CONT | Controls | FALSE | Reviewed by Karlo Siljeg 21/03/22 | Added in the Asset Master Register 6/06/2022 | Point | Yes | Child |  | 1.1.8 | Control Systems | Unallocated | Unallocated | Pr_75_75_50 | Monitoring system control products
204 | DPB | ACTIVE | Displan Box | Yes | Fire | Fire | TRUE | No | No | No | Yes | Yes | LOI 3 | Yes | Refer to MEP Systems Sheet | FTH, FHS, GSU | FTH, FHS, GSU | TRUE | Reviewed by Karlo Siljeg 21/03/22 |  | Point | Yes | Parent |  | 1.1.8.2.2 | Fire Protection | RTO | RTO | Pr_75_75_30 | Fire alarm detection devices and control equipment | Pr_75_75_30_29 | Fire alarm panels
205 | DPD | ACTIVE | Duct Probe Detector | Yes | Instrumentation & Control | Instrumentation & Control | TRUE | No | No | No | No | Yes | LOI 1 | No | Refer to MEP Systems Sheet | CONT | Controls | FALSE | Reviewed by Karlo Siljeg 21/03/22 |  | Point | Yes | Parent |  | 1.1.8 | Control Systems | Unallocated | Unallocated | Pr_75_75_30 | Fire alarm detection devices and control equipment | Pr_75_75_30_22 | Duct smoke detectors
206 | DPP | ACTIVE | DC Traction Protection Panel | Yes | Electrical Traction | Electrical | FALSE | No | No | No | Yes | Yes | LOI 3 | Yes | Refer to MEP Systems Sheet | TRAC A, TRAC B, DC A, DC B | TRAC A, TRAC B, DC A, DC B | TRUE | Reviewed by Karlo Siljeg 21/03/22 |  | Point | Yes | Parent |  | 1.1.9.2.1 | Traction Substation | RTO | RTO | Pr_60_70_36 | High voltage switchgear and transformers | Pr_60_70_36_83 | High voltage switchgear protection and control modules
207 | DPR | ASSET HIVE ONLY | Duct Pressure Results |  | Mechanical | Mechanical | TRUE | No | No | No | No | No | LOI 1 | No | Refer to MEP Systems Sheet |  |  | TRUE | Added 19/04/2023 following AMR review | Used for Asset Hive | Dummy | Yes
208 | DPS | ACTIVE | Differential Pressure Switch | Yes | Instrumentation & Control | Instrumentation & Control | TRUE | No | No | No | No | Yes | LOI 1 | No | Refer to MEP Systems Sheet | CONT | Controls | FALSE | Reviewed by Karlo Siljeg 21/03/22 |  | Point | Yes | Child |  | 1.1.8.1 | Building Management System | MCo | RTO/MCo | Pr_65_54_30 | Fire fighting valves and devices | Pr_65_54_30_65 | Pressure gauges and pressure switches
209 | DPT | ACTIVE | Differential Pressure Transmitter | Yes | Instrumentation & Control | Instrumentation & Control | TRUE | No | No | No | Yes | Yes | LOI 3 | No | Refer to MEP Systems Sheet | CONT | Controls | FALSE | Reviewed by Karlo Siljeg 21/03/22 |  | Point | Yes | Parent |  | 1.1.8 | Control Systems | Unallocated | Unallocated | Pr_75_50_76 | Sensors and detectors | Pr_75_50_76_68 | Pressure sensors
210 | DRD | ACTIVE | Draught Relief Damper | Yes | Tunnel Ventilation System | Mechanical | FALSE | Yes | No | Yes | Yes | Yes | LOI 3 | Yes | Refer to MEP Systems Sheet | Unassigned | TVS | FALSE | Reviewed by Karlo Siljeg 21/03/22 |  | Point | Yes | Parent |  | 1.1.7.1 | Tunnel Ventilation | MCo | RTO | Pr_65_65_24 | Duct dampers | Pr_65_65_24_68 | Pressure relief dampers
211 | DRV | ACTIVE | Drainage Vent | Yes | Hydraulic | Hydraulic | TRUE | No | No | No | No | Yes | LOI 1 | No | Refer to MEP Systems Sheet | RNW, STW |  | FALSE | Reviewed by Karlo Siljeg 21/03/22 |  | Point | Yes | Child |  | 1.1.3.2 | Hydraulic System | MCo | RTO |  | Need to allocate
212 | DSB | ACTIVE | DC Switchboard | Yes | Electrical Traction | Electrical | FALSE | Yes | No | Yes | Yes | Yes | LOI 3 | Yes | Refer to MEP Systems Sheet | TRAC A, TRAC B, DC A, DC B | TRAC A, TRAC B, DC A, DC B | TRUE | Reviewed by Karlo Siljeg 21/03/22 |  | Point | Yes | Parent |  | 1.1.9.2.1 | Traction Substation | RTO | RTO | Pr_60_70_36 | High voltage switchgear and transformers | Pr_60_70_36_53 | High voltage modular switchboards
213 | DSD | ACTIVE | DC Surge Diverter | Yes | Electrical Traction | Electrical | FALSE | No | No | No | Yes | Yes | LOI 3 | Yes | Refer to MEP Systems Sheet | TRAC A, TRAC B, DC A, DC B | TRAC A, TRAC B, DC A, DC B | TRUE | Reviewed by Karlo Siljeg 21/03/22 |  | Point | Yes | Parent |  | 1.1.9.2.1 | Traction Substation | RTO | RTO | Pr_65_72_27 | Electrical protective devices | Pr_65_72_27_88 | Transient overvoltage surge suppression devices
214 | DSP | ACTIVE | Decline Sump Pump | Yes | Hydraulic | Hydraulic | TRUE | Yes | No | Yes | Yes | Yes | LOI 3 | Yes | Refer to MEP Systems Sheet | TDR | TDR | TRUE | Reviewed by Karlo Siljeg 21/03/22 |  | Point | Yes | Parent |  | 1.1.3.2 | Hydraulic System | MCo | RTO | Pr_65_53_86 | Supply and exhaust pumps | Pr_65_53_86_86 | Suction pumps
215 | DSS | ACTIVE | Data Transmission System Station |  | Data Transmission System | Data Transmission System | TRUE | No | No | No | Yes | Yes | LOI 3 | Yes | Refer to MEP Systems Sheet | CONT |  | FALSE | Reviewed by KS on 28/06/2022 |  | Point | Yes | Parent |  | 1.1.5 | ICT/OCS | Unallocated | Unallocated |  | Need to allocate
216 | DSW | ACTIVE | Door Switch | Yes | Instrumentation & Control | Instrumentation & Control | TRUE | No | No | No | No | Yes | LOI 1 | No | Refer to MEP Systems Sheet | CONT | Controls | FALSE | Reviewed by Karlo Siljeg 21/03/22 |  | Point | Yes | Parent |  | 1.1.8 | Control Systems | Unallocated | Unallocated | Pr_75_75_42 | Intruder detection and alarm devices and control equipment | Pr_75_75_42_67 | Protective switches
217 | DTC | ACTIVE | Data Transmission System Core |  | Data Transmission System | Data Transmission System | TRUE | No | No | No | Yes | Yes | LOI 3 | No | Refer to MEP Systems Sheet | CONT |  | FALSE | Reviewed by KS on 28/06/2022 |  | Point | Yes | Parent |  | 1.1.5 | ICT/OCS | Unallocated | Unallocated |  | Need to allocate
218 | DTF | ACTIVE | Data Transmission System Firewall |  | Data Transmission System | Data Transmission System | TRUE | No | No | No | Yes | Yes | LOI 3 | Yes | Refer to MEP Systems Sheet | CONT |  | FALSE | Reviewed by KS on 28/06/2022 |  | Point | Yes | Parent |  | 1.1.5 | ICT/OCS | Unallocated | Unallocated | Pr_70_75 | Communications products
219 | DTM | ACTIVE | Data Transmission System Master |  | Data Transmission System | Data Transmission System | TRUE | No | No | No | Yes | Yes | LOI 3 | Yes | Refer to MEP Systems Sheet | CONT |  | FALSE | Reviewed by KS on 28/06/2022 |  | Point | Yes | Parent |  | 1.1.5 | ICT/OCS | Unallocated | Unallocated |  | Need to allocate
220 | DUC | ASSET HIVE ONLY | Ductwork Install |  | Mechanical | Mechanical | TRUE | No | No | No | No | No | LOI 1 | No | Refer to MEP Systems Sheet |  |  | FALSE | Added by Karlo Siljeg on 3/08/2022 | Used for Asset Hive | Dummy | Yes | Parent |  | 1.1.8.1 | Building Management System | MCo | RTO/MCo
221 | DVR | ACTIVE | Digital Video Recorder | Yes | Security Systems | Electrical | FALSE | No | No | No | Yes | Yes | LOI 3 | Yes | Refer to MEP Systems Sheet | SEC | Security System | FALSE | Reviewed by Karlo Siljeg 21/03/22 |  | Point | Yes | Parent |  | 1.1.5.5.4 | Security Control System | RTO | RTO | Pr_60_75_03 | Audio and video players and recorders | Pr_60_75_03_22 | Digital video recorders
222 | DWP | ASSET HIVE ONLY | Ductwork Pressure Test |  | Mechanical | Mechanical | TRUE | No | No | No | No | No | LOI 1 | No | Refer to MEP Systems Sheet |  |  | FALSE | Added by Karlo Siljeg on 3/08/2022 | Used for Asset Hive | Dummy | Yes | Parent |  | 1.1.8.1 | Building Management System | MCo | RTO/MCo
223 | DXS | ACTIVE | Directional Exit Sign | Yes | Instrumentation & Control | Instrumentation & Control | TRUE | Yes | No | Yes | Yes | Yes | LOI 3 | No | Refer to MEP Systems Sheet | CONT | Controls | FALSE | Reviewed by Karlo Siljeg 21/03/22 |  | Point | Yes | Parent |  | 1.1.8 | Control Systems | Unallocated | Unallocated | Pr_40_10_27 | Electrical services signs | Pr_40_10_27_28 | Externally illuminated emergency exit signs
224 | EAF | ACTIVE | Exhaust / Relief Air Fan | Yes | Mechanical | Mechanical | TRUE | Yes | No | Yes | Yes | Yes | LOI 3 | No | Refer to MEP Systems Sheet | REA | REA | TRUE | Reviewed by Karlo Siljeg 21/03/22 |  | Point | Yes | Parent |  | 1.1.3.3 | Mechanical Systems | MCo | RTO | Pr_65_67_29 | Fans | Pr_65_67_29_05 | Axial flow fans
225 | EAP | ACTIVE | Environmental Advertising Panel |  | Advertising | Advertising | TRUE | No | No | No | Yes | Yes | LOI 3 | No | Refer to MEP Systems Sheet | Unassigned |  | FALSE | Reviewed by KS on 26/07/2022 |  | Point | Yes | Parent |  | 1.1.5 | ICT/OCS | Unallocated | Unallocated |  | Need to allocate
226 | EBD | ACTIVE | ECS Bypass Damper | Yes | Mechanical | Mechanical | TRUE | Yes | No | Yes | Yes | Yes | LOI 3 | No | Refer to MEP Systems Sheet | EXA, OSA, RTA, SPA, STP, OTE, REA, TFA, CEX | EXA, OSA, RTA, SPA, STP, OTE, REA, TFA, CEX | TRUE | Reviewed by Karlo Siljeg 21/03/22 |  | Point | Yes | Parent |  | 1.1.7.1 | Tunnel Ventilation | MCo | RTO | Pr_65_65_24 | Duct dampers | Pr_65_65_24_68 | Pressure relief dampers
227 | EBP | ACTIVE | Equipotential Bonding Point | No | Earthing | Electrical | FALSE | No | No | No | No | Yes | LOI 1 | No | Refer to MEP Systems Sheet | Earthing | Earthing and Bonding | FALSE | Reviewed by Karlo Siljeg 21/03/22 |  | Point | Yes | Parent |  | 1.1.9.5 | Earthing And Bonding | RTO | RTO | Pr_65_70_46 | Lightning protection and earthing components | Pr_65_70_46_30 | Earthing conductors
228 | EBS | ACTIVE | Earth Boss | Yes | Earthing | Electrical | FALSE | No | No | No | No | Yes | LOI 1 | No | Refer to MEP Systems Sheet | Earthing | Earthing and Bonding | FALSE | Reviewed by Karlo Siljeg 21/03/22 |  | Point | Yes | Parent |  | 1.1.9.5 | Earthing And Bonding | RTO | RTO | Pr_65_70_46 | Lightning protection and earthing components | Pr_65_70_46_30 | Earthing conductors
229 | ECC | ACTIVE | Escalator Control Cabinet | Yes | Instrumentation & Control | Instrumentation & Control | TRUE | No | No | No | Yes | Yes | LOI 3 | Yes | Refer to MEP Systems Sheet | CONT | Controls | FALSE | Reviewed by Karlo Siljeg 21/03/22 |  | Point | Yes | Parent |  | 1.1.3.1 | Vertical Transport | MCo | RTO | Pr_75_50_18 | Controllers and control panels | Pr_75_50_18_17 | Control panels
230 | ECL | ACTIVE | Earth Cable |  | Earthing | Electrical | FALSE | No | No | No | No | Yes | LOI 1 | Yes | Refer to MEP Systems Sheet | Earthing | Earthing and Bonding | FALSE | Reviewed by KS on 26/07/2022 |  | Linear | Yes | Parent |  | 1.1.9.5 | Earthing And Bonding | RTO | RTO | Pr_65_70_46 | Lightning protection and earthing components | Pr_65_70_46_30 | Earthing conductors
231 | ECR | ACTIVE | Earth Connection Reinforcement | Yes | Earthing | Electrical | FALSE | No | No | No | No | Yes | LOI 1 | No | Refer to MEP Systems Sheet | Earthing | Earthing and Bonding | FALSE | Reviewed by Karlo Siljeg 21/03/22 |  | Point | Yes | Parent |  | 1.1.9.5 | Earthing And Bonding | RTO | RTO | Pr_65_70_46 | Lightning protection and earthing components | Pr_65_70_46_30 | Earthing conductors
232 | ECS | ACTIVE | Environmental Control System | Yes | Instrumentation & Control | Instrumentation & Control | TRUE | No | No | No | Yes | Yes | LOI 3 | Yes | Refer to MEP Systems Sheet | CONT | Controls | FALSE | Reviewed by Karlo Siljeg 21/03/22 |  | Point | Yes | Parent |  | 1.1.8.1 | Building Management System | MCo | RTO/MCo | Pr_75_50_18 | Controllers and control panels | Pr_75_50_18_17 | Control panels
233 | EDB | ACTIVE | Essential Distribution Board | Yes | Electrical LV | Electrical | FALSE | Yes | No | Yes | Yes | Yes | LOI 3 | Yes | Refer to MEP Systems Sheet | Power LV | Power LV | TRUE | Reviewed by Karlo Siljeg 21/03/22 |  | Point | Yes | Parent |  | 1.1.9.3.1 | LV Power | MCo | RTO | Pr_60_70_22 | Distribution boxes and switchboards | Pr_60_70_22_22 | Distribution boards
234 | EDH | ACTIVE | Electric Duct Heater | Yes | Mechanical | Mechanical | TRUE | No | No | No | Yes | Yes | LOI 3 | No | Refer to MEP Systems Sheet | SPA, TFA |  | FALSE | Reviewed by Karlo Siljeg 21/03/22 |  | Linear | Yes | Parent |  | 1.1.3.3 | Mechanical Systems | MCo | RTO | Pr_65_65_24 | Duct dampers
235 | EEB | ACTIVE | Earth Bar |  | Earthing | Electrical | FALSE | No | No | Yes | Yes | Yes | LOI 3 | No | Refer to MEP Systems Sheet | Earthing | Earthing and Bonding | FALSE | Reviewed by KS on 06/06/2022 | Added in the Asset Master Register 6/06/2022 | Point | Yes | Parent |  | 1.1.9.5 | Earthing And Bonding | RTO | RTO | Pr_65_70_46 | Lightning protection and earthing components | Pr_65_70_46_24 | Earth bars
236 | EEL | ACTIVE | Earth Electrode | Yes | Earthing | Electrical | FALSE | Yes | No | Yes | Yes | Yes | LOI 3 | No | Refer to MEP Systems Sheet | Earthing | Earthing and Bonding | FALSE | Reviewed by Karlo Siljeg 21/03/22 |  | Point | Yes | Parent |  | 1.1.9.5 | Earthing And Bonding | RTO | RTO | Pr_65_70_46 | Lightning protection and earthing components | Pr_65_70_46_27 | Earth Rod
237 | EFD | ACTIVE | Early Fault Detector |  | Earthing | Electrical | FALSE | No | No | No | Yes | Yes | LOI 3 | Yes | Refer to MEP Systems Sheet | Earthing | Earthing and Bonding | FALSE | Added by Karlo Siljeg |  | Point | Yes | Parent/Child |  | 1.1.9.5 | Earthing And Bonding | RTO | RTO | Pr_65_70_46 | Lightning protection and earthing components | Pr_65_70_46_27
238 | EFP | ACTIVE | Egress Fan Pressurisation Panel | Yes | Fire | Fire | TRUE | No | No | No | Yes | Yes | LOI 3 | Yes | Refer to MEP Systems Sheet | FTH, FHS, GSU | FTH, FHS, GSU | TRUE | Reviewed by Karlo Siljeg 21/03/22 |  | Point | Yes | Parent |  | 1.1.8.2.2 | Fire Protection | RTO | RTO | Pr_75_50_18 | Controllers and control panels | Pr_75_50_18_17 | Control panels
239 | EGA | ACTIVE | Ethernet Gateway | Yes | Telecommunication | Electrical | FALSE | No | No | No | No | Yes | LOI 1 | Yes | Refer to MEP Systems Sheet | CONT | Telecommunication Equipment | FALSE | Reviewed by Karlo Siljeg 21/03/22 |  | Point | Yes | Child |  | 1.1.5 | ICT/OCS | Unallocated | Unallocated | Pr_75_75_90 | Transmission control products | Pr_75_75_90_65 | Protocol converters
240 | EHP | ACTIVE | Electric (Fire) Hydrant Pump | Yes | Fire | Fire | TRUE | No | No | No | Yes | Yes | LOI 3 | Yes | Refer to MEP Systems Sheet | FHS | FHS | TRUE | Reviewed by Karlo Siljeg 21/03/22 |  | Point | Yes | Parent |  | 1.1.8.2.2 | Fire Protection | RTO | RTO | Pr_65_53_96 | Water supply pumps
241 | EIC | ACTIVE | Emergency Warning and Intercom System Cabinet | Yes | Fire | Fire | TRUE | No | No | No | Yes | Yes | LOI 3 | Yes | Refer to MEP Systems Sheet | FTH, FHS, GSU | FTH, FHS, GSU | TRUE | Reviewed by Karlo Siljeg 21/03/22 |  | Point | Yes | Parent |  | 1.1.8.2 | Emergency Management System | RTO | RTO | Pr_75_75_94 | Voice alarm and emergency voice communication equipment | Pr_75_75_94_95 | Voice alarm controllers
242 | EIF | ACTIVE | Electrical Isolation Flange |  | Fire | Fire | TRUE | No | No | Yes | No | Yes | LOI 1 | No | Refer to MEP Systems Sheet | FHT | FHT | TRUE | Added 21/06/2023 Following Sub Con Input |  | Point | No | Parent
243 | ELD | ACTIVE | Emergency Lighting Distribution Board | Yes | Electrical LV | Electrical | FALSE | No | No | No | Yes | Yes | LOI 3 | Yes | Refer to MEP Systems Sheet | Power LV | Power LV | TRUE | Reviewed by Karlo Siljeg 21/03/22 |  | Point | Yes | Parent |  | 1.1.8.2 | Emergency Management System | RTO | RTO | Pr_60_70_22 | Distribution boxes and switchboards | Pr_60_70_22_22 | Distribution boards
244 | ELL | ACTIVE | Electronic Mortice Lock |  | Security Systems | Electrical | FALSE | No | No | No | No | Yes | LOI 1 | No | Refer to MEP Systems Sheet | SEC | Security System | FALSE | Reviewed by KS on 28/06/2022 |  | Point | Yes | Parent |  | 1.1.5.5.4 | Security Control System | RTO | RTO | Pr_30_36_08 | Bolting, latching and locking hardware | Pr_30_36_08_27 | Electric locks
245 | ELP | ACTIVE | Elevator Interface Panel |  | Instrumentation & Control | Instrumentation & Control | TRUE | No | No | No | Yes | Yes | LOI 3 | No | Refer to MEP Systems Sheet | CONT | Controls | FALSE | Reviewed by KS on 28/06/2022 |  | Point | Yes | Parent |  | 1.1.8 | Control Systems | Unallocated | Unallocated | Pr_75_50_18 | Control and indicator panels | Pr_75_50_18_45 | Lift control panels
246 | EML | ACTIVE | Emergency Light | Yes | Electrical LV | Electrical | FALSE | Yes | No | Yes | Yes | Yes | LOI 3 | Yes | Refer to MEP Systems Sheet | Power LV | Power LV | TRUE | Reviewed by Karlo Siljeg 21/03/22 |  | Point | Yes | Parent |  | 1.1.8.2 | Emergency Management System | RTO | RTO | Pr_70_70_48 | Luminaires, lighting track and lighting accessories | Pr_70_70_48_25 | Emergency luminaires
247 | ENC | ACTIVE | Encoder |  | Telecommunication | Electrical | FALSE | No | No | No | No | Yes | LOI 1 | No | Refer to MEP Systems Sheet | CONT | Telecommunication Equipment | FALSE | Reviewed by KS on 28/06/2022 |  | Point | Yes | Parent |  | 1.1.5 | ICT/OCS | Unallocated | Unallocated |  | Need to allocate
248 | ENE | ACTIVE | Thermal Energy Meter |  | Instrumentation & Control | Instrumentation & Control | TRUE | No | No | No | Yes | Yes | LOI 3 | Yes | Refer to MEP Systems Sheet | CONT | Controls | FALSE | Reviewed by KS on 06/06/2022 |  | Point | Yes | Child |  | 1.1.3.3.2 | MVAC | MCo | RTO |  | Need to allocate | Pr_80_51_51_28 | Energy meters
249 | ENG | ACTIVE | Energy Meter | Yes | Instrumentation & Control | Instrumentation & Control | TRUE | No | No | Yes | Yes | Yes | LOI 3 | Yes | Refer to MEP Systems Sheet | CONT | Controls | FALSE | Reviewed by Karlo Siljeg 21/03/22 |  | Point | Yes | Child |  | 1.1.8.1 | Building Management System | MCo | RTO/MCo | Pr_80_51_51 | Metering and test products | Pr_80_51_51_28 | Energy meters
250 | EOL | ACTIVE | End of Line Resistor | Yes | Instrumentation & Control | Instrumentation & Control | TRUE | No | No | No | No | Yes | LOI 1 | No | Refer to MEP Systems Sheet | CONT | Controls | FALSE | Reviewed by Karlo Siljeg 21/03/22 |  | Point | Yes | Parent |  | 1.1.5 | ICT/OCS | Unallocated | Unallocated | Pr_75_50_18 | Controllers and control panels | Pr_75_50_18_02 | Alarms
251 | EPJ | ACTIVE | Expansion Joint |  |  | Mechanical, Electrical, Hydraulic, Fire | FALSE | Yes | No | Yes | No | Yes | LOI 1 | TBC | Refer to MEP Systems Sheet |  |  | TRUE
252 | EPN | ACTIVE | Ethernet Patch Panel | Yes | Electrical (Common) | Electrical | FALSE | No | No | No | Yes | Yes | LOI 3 | No | Refer to MEP Systems Sheet | Unassigned | Unassigned | TRUE | Reviewed by Karlo Siljeg 21/03/22 |  | Point | Yes | Parent |  | 1.1.4 | Local Communications | MCo | MCo | Pr_70_75_52 | Mesh network products | Pr_70_75_52_56 | Network switches
253 | EPP | ACTIVE | Escalator Power Panel | Yes | Mechanical | Mechanical | TRUE | No | No | No | Yes | Yes | LOI 3 | Yes | Refer to MEP Systems Sheet | Unassigned |  | FALSE | Reviewed by Karlo Siljeg 21/03/22 |  | Point | Yes | Parent |  | 1.1.3.3 | Mechanical Systems | MCo | RTO | Pr_60_70_22 | Distribution boxes and switchboards | Pr_60_70_22_22 | Distribution boards
254 | EPT | ACTIVE | Earth Pit | Yes | Earthing | Electrical | FALSE | Yes | No | Yes | Yes | Yes | LOI 3 | Yes | Refer to MEP Systems Sheet | Earthing | Earthing and Bonding | FALSE | Reviewed by Karlo Siljeg 21/03/22 |  | Point | Yes | Parent |  | 1.1.9.5 | Earthing And Bonding | RTO | RTO | Pr_65_70_46 | Lightning protection and earthing components | Pr_65_70_46_26 | Earth rod inspection pits
255 | ESB | ACTIVE | Essential Bus Duct |  | Electrical LV | Electrical | FALSE | No | No | No | Yes | Yes | LOI 3 | Yes | Refer to MEP Systems Sheet | Power LV | Power LV | TRUE | Reviewed by KS on 06/06/2022 | Added in the Asset Master Register 6/06/2022 | Linear | Yes | Parent |  | 1.1.9.3.1 | LV Power | MCo | RTO | Pr_60_70_48 | Low voltage switchgear | Pr_60_70_48_66 | Power busbar Trunking
256 | ESC | ACTIVE | Escalator | Yes | Vertical Transport | Mechanical | FALSE | Yes | No | Yes | Yes | Yes | LOI 3 | Yes | Refer to MEP Systems Sheet | VT | Vertical Transport | FALSE | Reviewed by KS on 06/06/2022 | Added in the Asset Master Register 6/06/2022 | Point | Yes | Parent |  | 1.1.3.1 | Vertical Transport | MCo | RTO | Pr_65_80_28 | Escalator and moving walk products | Pr_65_80_28_21 | Escalators
257 | ESL | ACTIVE | Egress Strobe Light | Yes | Electrical LV | Electrical | FALSE | No | No | No | Yes | Yes | LOI 3 | Yes | Refer to MEP Systems Sheet | Power LV | Power LV | TRUE | Reviewed by Karlo Siljeg 21/03/22 |  | Point | Yes | Parent |  | 1.1.8.2 | Emergency Management System | RTO | RTO | Pr_70_75_94 | Visual and audible indicators | Pr_70_75_94_29 | Flashing filament warning beacons
258 | ESS | ACTIVE | Electrol SCADA Server |  | Instrumentation & Control | Instrumentation & Control | TRUE | No | No | No | Yes | Yes | LOI 3 | Yes | Refer to MEP Systems Sheet | CONT | Controls | FALSE | Reviewed by KS on 28/06/2022 |  | Point | Yes | Child |  | 1.1.8 | Control Systems | Unallocated | Unallocated | Pr_70_75_15 | Computers and peripherals | Pr_70_75_15_80 | Servers
259 | ESW | ACTIVE | Ethernet Switch | Yes | Telecommunication | Electrical | FALSE | No | No | No | No | Yes | LOI 1 | Yes | Refer to MEP Systems Sheet | CONT | Telecommunication Equipment | FALSE | Reviewed by Karlo Siljeg 21/03/22 |  | Point | Yes | Child |  | 1.1.8.1 | Building Management System | MCo | RTO/MCo | Pr_70_75_52 | Mesh network products | Pr_70_75_52_56 | Network switches
260 | ETP | ACTIVE | Earthing Test Point | Yes | Earthing | Electrical | FALSE | No | No | Yes | Yes | Yes | LOI 3 | No | Refer to MEP Systems Sheet | Earthing | Earthing and Bonding | FALSE | Reviewed by Karlo Siljeg 21/03/22 |  | Point | Yes | Parent |  | 1.1.9.5 | Earthing And Bonding | RTO | RTO | Pr_65_70_46 | Lightning protection and earthing components
261 | EUP | ACTIVE | Emergency Lighting UPS | Yes | Electrical LV | Electrical | FALSE | No | No | No | Yes | Yes | LOI 3 | Yes | Refer to MEP Systems Sheet | Power LV | Power LV | TRUE | Reviewed by Karlo Siljeg 21/03/22 |  | Point | Yes | Parent |  | 1.1.9.3.1 | LV Power | MCo | RTO | Pr_60_70_64 | Power conditioning supply equipment | Pr_60_70_64_93 | Uninterruptible power supply (UPS) units
262 | EVC | ACTIVE | Evacuate Sign | Yes | Fire | Fire | TRUE | Yes | No | Yes | Yes | Yes | LOI 3 | Yes | Refer to MEP Systems Sheet | FTH, FHS, GSU | FTH, FHS, GSU | TRUE | Reviewed by Karlo Siljeg 21/03/22 |  | Point | Yes | Parent |  | 1.1.8.2 | Emergency Management System | RTO | RTO | Pr_40_10_77 | Signs and markers | Pr_40_10_77_76 | Safety signs
263 | EWS | ACTIVE | Emergency Warning Speaker | Yes | Telecommunication | Electrical, Fire | FALSE | Yes | No | Yes | Yes | Yes | LOI 3 | Yes | Refer to MEP Systems Sheet | CONT | Telecommunication Equipment | FALSE | Reviewed by Karlo Siljeg 21/03/22 |  | Point | Yes | Parent |  | 1.1.5 | ICT/OCS | Unallocated | Unallocated | Pr_75_75_94 | Voice alarm and emergency voice communication equipment | Pr_75_75_94_37 | Horn voice alarm loudspeakers
264 | EXL | ACTIVE | Exit Light | Yes | Electrical LV | Electrical | FALSE | Yes | No | Yes | Yes | Yes | LOI 3 | Yes | Refer to MEP Systems Sheet | Power LV | Power LV | TRUE | Reviewed by Karlo Siljeg 21/03/22 |  | Point | Yes | Parent |  | 1.1.8.2 | Emergency Management System | RTO | RTO | Pr_40_10_57 | Notices, identification and labels | Pr_40_10_57_45 | Internally illuminated emergency exit signs
265 | EXP | ACTIVE | Expansion Tank | Yes | Hydraulic | Mechanical, Hydraulic | FALSE | Yes | No | Yes | Yes | Yes | LOI 3 | Yes | Refer to MEP Systems Sheet | DHW | DHW | TRUE | Reviewed by Karlo Siljeg 21/03/22 |  | Point | Yes | Parent |  | 1.1.3.3.2 | MVAC | MCo | RTO | Pr_60_50_96 | Water tanks and cisterns | Pr_60_50_96_20 | Cylindrical tanks
266 | EXT | ACTIVE | External Telephone Handset | Yes | Telecommunication | Electrical | FALSE | No | No | No | No | Yes | LOI 1 | No | Refer to MEP Systems Sheet | CONT | Telecommunication Equipment | FALSE | Reviewed by Karlo Siljeg 21/03/22 |  | Point | Yes | Parent |  | 1.1.5 | ICT/OCS | Unallocated | Unallocated | Pr_70_75_88 | Telecoms equipment | Pr_70_75_88_03 | Analogue telephone handsets
267 | FAN | ACTIVE | Fan | Yes | Electrical HV | Electrical | FALSE | No | No | No | Yes | Yes | LOI 3 | No | Refer to MEP Systems Sheet | EXA | EXA | TRUE | Reviewed by Karlo Siljeg 21/03/22 |  | Point | Yes | Child |  | 1.1.3.3 | Mechanical Systems | MCo | RTO | Pr_65_67_29 | Fans
268 | FBT | ACTIVE | Fire Rated Cable Basket | No | Electrical (Common) | Electrical | FALSE | Yes | No | Yes | Yes | Yes | LOI 3 | No | Refer to MEP Systems Sheet | COMB LV FR | COMB LV FR | TRUE | Reviewed by Karlo Siljeg 21/03/22 |  | Linear | Yes | Parent |  | 1.1.9.3.1 | LV Power | MCo | RTO | Pr_65_70_11 | Cable management | Pr_65_70_11_12 | Cable baskets
269 | FBX | ACTIVE | Filter Box |  | Mechanical | Mechanical | TRUE | No | No | No | No | Yes | LOI 1 | No | Refer to MEP Systems Sheet | EXA, OSA, RTA, SPA, STP, OTE, REA, TFA, CEX |  | FALSE | Reviewed by KS on 28/06/2022 |  | Point | Yes | Child |  | 1.1.3.3 | Mechanical Systems | MCo | RTO | Pr_65_57_02 | Air filters
270 | FBY | ACTIVE | Fire Buggy | Yes | Fire | Fire | TRUE | No | No | No | Yes | Yes | LOI 3 | Yes | Refer to MEP Systems Sheet | FTH, FHS, GSU | FTH, FHS, GSU | TRUE | Reviewed by Karlo Siljeg 21/03/22 |  | Point | Yes | Parent |  | 1.1.8.2.2 | Fire Protection | RTO | RTO | Pr_65_80 | Transport distribution products
271 | FCA | ACTIVE | Fire Rated Cable Ladder - Comms A Supply AC | Yes | Electrical (Common) | Electrical | FALSE | Yes | No | Yes | Yes | Yes | LOI 3 | No | Refer to MEP Systems Sheet | COMMS A | COMMS A | TRUE | Reviewed by Karlo Siljeg 21/03/22 |  | Linear | Yes | Parent |  | 1.1.9.3.1 | LV Power | MCo | RTO | Pr_65_70_11 | Cable management | Pr_65_70_11_14 | Cable ladders
272 | FCB | ACTIVE | Fire Rated Cable Ladder - Comms B Supply AC | No | Electrical (Common) | Electrical | FALSE | Yes | No | Yes | Yes | Yes | LOI 3 | No | Refer to MEP Systems Sheet | COMMS B | COMMS B | TRUE | Reviewed by Karlo Siljeg 21/03/22 | Added in the Asset Master Register 6/06/2022 | Linear | Yes | Parent |  | 1.1.9.3.1 | LV Power | MCo | RTO | Pr_65_70_11 | Cable management | Pr_65_70_11_14 | Cable ladders
273 | FCG | ACTIVE | Fire Rated Cable Trunking | Yes | Electrical (Common) | Electrical | FALSE | No | No | No | Yes | Yes | LOI 3 | No | Refer to MEP Systems Sheet | COMB LV FR | COMB LV FR | TRUE | Reviewed by Karlo Siljeg 21/03/22 |  | Linear | Yes | Parent |  | 1.1.9.3.1 | LV Power | MCo | RTO | Pr_65_70_11 | Cable management | Pr_65_70_11_18 | Cable Trunking
274 | FCL | ACTIVE | Fire Rated Cable Ladder | Yes | Electrical (Common) | Electrical | FALSE | Yes | No | Yes | Yes | Yes | LOI 3 | No | Refer to MEP Systems Sheet | COMB LV FR | COMB LV FR | TRUE | Reviewed by Karlo Siljeg 21/03/22 |  | Linear | Yes | Parent |  | 1.1.9.3.1 | LV Power | MCo | RTO | Pr_65_70_11 | Cable management | Pr_65_70_11_14 | Cable ladders
275 | FCP | ACTIVE | Main Fire Control Panel | Yes | Fire | Fire | TRUE | Yes | No | Yes | Yes | Yes | LOI 3 | Yes | Refer to MEP Systems Sheet | FTH, FHS, GSU | FTH, FHS, GSU | TRUE | Reviewed by Karlo Siljeg 21/03/22 |  | Point | Yes | Parent |  | 1.1.8.2.2 | Fire Protection | RTO | RTO | Pr_75_75_30 | Fire alarm detection devices and control equipment | Pr_75_75_30_29 | Fire alarm panels
276 | FCS | ACTIVE | FOH Cable Containment System | Yes | Electrical (Common) | Electrical | FALSE | No | No | No | Yes | Yes | LOI 3 | No | Refer to MEP Systems Sheet | Unassigned | Unassigned | TRUE | Reviewed by Karlo Siljeg 21/03/22 |  | Linear | Yes | Parent |  | 1.1.9.3.1 | LV Power | MCo | RTO | Pr_65_70_11 | Cable management | Pr_65_70_11_61 | Perimeter Trunking
277 | FCT | ACTIVE | Fire Rated Cable Tray | Yes | Electrical (Common) | Electrical | FALSE | Yes | No | Yes | Yes | Yes | LOI 3 | No | Refer to MEP Systems Sheet | COMB LV FR | COMB LV FR | TRUE | Reviewed by Karlo Siljeg 21/03/22 |  | Linear | Yes | Parent |  | 1.1.9.3.1 | LV Power | MCo | RTO | Pr_65_70_11 | Cable management | Pr_65_70_11_17 | Cable trays
278 | FCU | ACTIVE | Fan Coil Unit (Indoor) | Yes | Mechanical | Mechanical | TRUE | Yes | No | Yes | Yes | Yes | LOI 3 | Yes | Refer to MEP Systems Sheet | EXA, OSA, RTA, SPA, REA, TFA, CEX | EXA, OSA, RTA, SPA, REA, TFA, CEX | TRUE | Reviewed by Karlo Siljeg 21/03/22 |  | Point | Yes | Parent |  | 1.1.3.3 | Mechanical Systems | MCo | RTO | Pr_70_65_03 | Air conditioning units | Pr_70_65_03_29 | Fan coil units
279 | FCV | ACTIVE | Fire Check Valve | Yes | Fire | Fire | TRUE | Yes | No | Yes | Yes | Yes | LOI 3 | Yes | Refer to MEP Systems Sheet | FTH, FHS, GSU | FTH, FHS, GSU | TRUE | Reviewed by Karlo Siljeg 21/03/22 |  | Point | Yes | Parent |  | 1.1.8.2.2 | Fire Protection | RTO | RTO | Pr_65_54_30 | Fire fighting valves and devices | Pr_65_54_30_12 | Check and non-return valves
280 | FDC | ACTIVE | Fixed Dome Cameras | No | Telecommunication | Electrical | FALSE | No | No | No | Yes | Yes | LOI 3 | No | Refer to MEP Systems Sheet | SEC | Security System | FALSE | Reviewed by Karlo Siljeg 21/03/22 |  | Point | Yes | Parent |  | 1.1.5 | ICT/OCS | Unallocated | Unallocated | Pr_60_75_86 | Surveillance cameras, monitors and ancillaries | Pr_60_75_86_31 | Fixed dome cameras
281 | FDI | ACTIVE | Flame Detector - Infrared | Yes | Fire | Fire | TRUE | Yes | No | No | Yes | Yes | LOI 3 | No | Refer to MEP Systems Sheet | FTH, FHS, GSU | FTH, FHS, GSU | TRUE | Reviewed by Karlo Siljeg 21/03/22 |  | Point | Yes | Parent |  | 1.1.8.2.2 | Fire Protection | RTO | RTO | Pr_75_75_30 | Fire alarm detection devices and control equipment | Pr_75_75_30_63 | Point flame detectors | LOI Category Updated to suite Model Active Types
282 | FDO | ACTIVE | Fire Door |  | Fire | Fire | TRUE | No | No | No | Yes | Yes | LOI 3 | Yes | Refer to MEP Systems Sheet | FTH, FHS, GSU | FTH, FHS, GSU | TRUE | Reviewed by KS on 26/07/2022 |  | Point | Yes | Parent |  | 1.1.8.2.2 | Fire Protection | RTO | RTO | Pr_30_59_24 | Doorsets | Pr_30_59_24_28 | Fire doorsets
283 | FDR | ACTIVE | Fire Damper | No | Mechanical | Mechanical | TRUE | Yes | No | Yes | Yes | Yes | LOI 3 | No | Refer to MEP Systems Sheet | EXA, OSA, RTA, SPA, STP, OTE, REA, TFA, CEX | EXA, OSA, RTA, SPA, STP, OTE, REA, TFA, CEX | TRUE | Reviewed by Karlo Siljeg 21/03/22 |  | Point | Yes | Parent/Child |  | 1.1.8.2.2 | Fire Protection | RTO | RTO | Pr_65_65_24 | Duct dampers | Pr_65_65_24_29 | Fire and smoke dampers
284 | FEC | ACTIVE | Feeder Connector | Yes | Electrical Traction | Electrical | FALSE | No | No | No | Yes | Yes | LOI 3 | Yes | Refer to MEP Systems Sheet | TRAC A, TRAC B, DC A, DC B | TRAC A, TRAC B, DC A, DC B | TRUE | Reviewed by Karlo Siljeg 21/03/22 |  | Point | Yes | Parent |  | 1.1.9.2 | Traction Power | RTO | RTO |  | Need to allocate
285 | FEM | ACTIVE | FOH Emergency Light | No | Electrical LV | Electrical | FALSE | No | No | Yes | Yes | Yes | LOI 3 | No | Refer to MEP Systems Sheet | Power LV | Power LV | TRUE | Reviewed by Karlo Siljeg 21/03/22 |  | Point | Yes | Parent |  | 1.1.8.2 | Emergency Management System | RTO | RTO | Pr_70_70_48 | Luminaires, lighting track and lighting accessories | Pr_70_70_48_25 | Emergency luminaires
286 | FET | ACTIVE | Fireman's Emergency Telephone | No | Telecommunication | Fire | FALSE | Yes | No | Yes | Yes | Yes | LOI 3 | No | Refer to MEP Systems Sheet | FSYS | Fire System | FALSE | Reviewed by Karlo Siljeg 21/03/22 |  | Point | Yes | Parent |  | 1.1.8.2 | Emergency Management System | RTO | RTO | Pr_70_75_88 | Telecoms equipment | Pr_70_75_88_03 | Analogue telephone handsets
287 | FEX | ACTIVE | Foam Fire Extinguisher | No | Fire | Fire | TRUE | No | No | No | Yes | Yes | LOI 3 | Yes | Refer to MEP Systems Sheet | FTH, FHS, GSU | FTH, FHS, GSU | TRUE | Reviewed by Karlo Siljeg 21/03/22 |  | Point | Yes | Parent |  | 1.1.8.2.2 | Fire Protection | RTO | RTO | Pr_40_50_28 | Extinguishers and fire blankets | Pr_40_50_28_30 | Foam fire extinguishers
288 | FFB | ACTIVE | Fibre Cable |  | Telecommunication | Electrical | FALSE | No | No | No | No | Yes | LOI 1 | Yes | Refer to MEP Systems Sheet | CONT | Telecommunication Equipment | FALSE | Reviewed by KS on 26/07/2022 |  | Linear | Yes | Parent |  | 1.1.5 | ICT/OCS | Unallocated | Unallocated | Pr_65_70_15 | Communications cables and accessories | Pr_65_70_15_58 | Optical fibre cables
289 | FFC | ACTIVE | Fire Fan Control Panel | Yes | Fire | Fire | TRUE | Yes | No | Yes | Yes | Yes | LOI 3 | Yes | Refer to MEP Systems Sheet | FTH, FHS, GSU | FTH, FHS, GSU | TRUE | Reviewed by Karlo Siljeg 21/03/22 |  | Point | Yes | Parent |  | 1.1.8.2.2 | Fire Protection | RTO | RTO | Pr_75_50_18 | Controllers and control panels | Pr_75_50_18_17 | Control panels
290 | FFP | ACTIVE | Frame Fault Protection | No | Electrical HV | Electrical | FALSE | No | No | No | Yes | Yes | LOI 3 | No | Refer to MEP Systems Sheet | POWER HV | POWER HV | TRUE | Reviewed by Karlo Siljeg 21/03/22 |  | Point | Yes | Child |  | 1.1.9 | Power | Unallocated | Unallocated | Pr_75_50_50 | Measuring and monitoring relays
291 | FFW | ACTIVE | Firewall |  | Station Facilities | Station Facilities | TRUE | No | No | No | No | Yes | LOI 1 | No | Refer to MEP Systems Sheet |  |  | TRUE | Added 19/04/2023 following AMR review |  | Point | Yes
292 | FGO | ACTIVE | FOH General Purpose Outlet | Yes | Electrical LV | Electrical | FALSE | Yes | No | Yes | Yes | Yes | LOI 3 | No | Refer to MEP Systems Sheet | Power LV | Power LV | TRUE | Reviewed by Karlo Siljeg 21/03/22 |  | Point | Yes | Parent |  | 1.1.9.3.1 | LV Power | MCo | RTO | Pr_65_72_97 | Wiring accessories | Pr_65_72_97_84 | Standard socket outlets
293 | FHA | ACTIVE | Fire Rated Cable Ladder - HV A Supply AC | Yes | Electrical (Common) | Electrical | FALSE | Yes | No | Yes | Yes | Yes | LOI 3 | No | Refer to MEP Systems Sheet | HV DIST A | HV DIST A | TRUE | Reviewed by Karlo Siljeg 21/03/22 |  | Linear | Yes | Parent |  | 1.1.9.3.1 | LV Power | MCo | RTO | Pr_65_70_11 | Cable management | Pr_65_70_11_14 | Cable ladders
294 | FHB | ACTIVE | Fire Rated Cable Ladder - HV B Supply AC | Yes | Electrical (Common) | Electrical | FALSE | Yes | No | Yes | Yes | Yes | LOI 3 | No | Refer to MEP Systems Sheet | HV DIST B | HV DIST B | TRUE | Reviewed by Karlo Siljeg 21/03/22 |  | Linear | Yes | Parent |  | 1.1.9.3.1 | LV Power | MCo | RTO | Pr_65_70_11 | Cable management | Pr_65_70_11_14 | Cable ladders
295 | FHR | ACTIVE | Fire Hose Reel | Yes | Fire | Fire | TRUE | Yes | No | Yes | Yes | Yes | LOI 3 | No | Refer to MEP Systems Sheet | FTH, FHS | FTH, FHS | TRUE | Reviewed by Karlo Siljeg 21/03/22 |  | Point | Yes | Parent |  | 1.1.8.2.2 | Fire Protection | RTO | RTO | Pr_65_52_38 | Hoses, hose reels and ancillaries | Pr_65_52_38_95 | Water hose reels
296 | FHS | ASSET HIVE ONLY | Hydrant Installation |  | Fire | Fire | TRUE | No | No | No | No | No | LOI 1 | No | Refer to MEP Systems Sheet |  |  | FALSE | Added by Karlo Siljeg on 3/08/2022 | Used for Asset Hive | Dummy | Yes | Parent |  | 1.1.8.2.2 | Fire Protection | RTO | RTO
297 | FHY | ACTIVE | Fire Hydrant | Yes | Fire | Fire | TRUE | Yes | No | Yes | Yes | Yes | LOI 3 | Yes | Refer to MEP Systems Sheet | FHS | FHS | TRUE | Reviewed by Karlo Siljeg 21/03/22 |  | Point | Yes | Parent |  | 1.1.8.2.2 | Fire Protection | RTO | RTO | Pr_70_55_97 | Water fire extinguishing outlets
298 | FIL | ACTIVE | Filter | Yes | Mechanical | Mechanical | TRUE | Yes | No | Yes | No | Yes | LOI 1 | No | Refer to MEP Systems Sheet | EXA, OSA, RTA, SPA, STP, OTE, REA, TFA, CEX | EXA, OSA, RTA, SPA, STP, OTE, REA, TFA, CEX | TRUE | Reviewed by Karlo Siljeg 21/03/22 |  | Point | Yes | Child |  | 1.1.3.3 | Mechanical Systems | MCo | RTO | Pr_65_57_02 | Air filters
299 | FIO | ACTIVE | Fire I/O Module | Yes | Fire | Fire | TRUE | Yes | No | Yes | Yes | Yes | LOI 3 | No | Refer to MEP Systems Sheet | FTH, FHS, GSU | FTH, FHS, GSU | TRUE | Reviewed by Karlo Siljeg 21/03/22 |  | Point | Yes | Parent |  | 1.1.8.2.1 | Fire Detection | RTO | RTO | Pr_70_75_88 | Telecoms equipment | Pr_70_75_88_83 | Telecommunications system controllers
300 | FIP | ACTIVE | Fire Indicator Panel | Yes | Fire | Fire | TRUE | Yes | No | Yes | Yes | Yes | LOI 3 | Yes | Refer to MEP Systems Sheet | FTH, FHS, GSU | FTH, FHS, GSU | TRUE | Reviewed by Karlo Siljeg 21/03/22 |  | Point | Yes | Parent |  | 1.1.8.2.2 | Fire Protection | RTO | RTO | Pr_75_75_30 | Fire alarm detection devices and control equipment | Pr_75_75_30_29 | Fire alarm panels
301 | FJB | ACTIVE | Fire Junction Box | Yes | Fire | Fire | TRUE | Yes | No | Yes | Yes | Yes | LOI 3 | Yes | Refer to MEP Systems Sheet | FTH, FHS, GSU | FTH, FHS, GSU | TRUE | Reviewed by Karlo Siljeg 21/03/22 |  | Point | Yes | Parent |  | 1.1.8.2.2 | Fire Protection | RTO | RTO | Pr_80_77_28 | Equipment enclosures, cabinets, boxes and housings | Pr_80_77_28_08 | Cable junction boxes
302 | FJP | ACTIVE | Fire Jacking Pump | Yes | Fire | Fire | TRUE | Yes | No | Yes | Yes | Yes | LOI 3 | Yes | Refer to MEP Systems Sheet | FTH, FHS | FTH, FHS | TRUE | Reviewed by Karlo Siljeg 21/03/22 |  | Point | Yes | Parent |  | 1.1.8.2.2 | Fire Protection | RTO | RTO | Pr_65_53_96 | Water supply pumps
303 | FLA | ACTIVE | Fire Rated Cable Ladder - LV Ess, and Crit. A Supply AC | Yes | Electrical (Common) | Electrical | FALSE | Yes | No | No | Yes | Yes | LOI 3 | No | Refer to MEP Systems Sheet | CRITICAL A | CRITICAL A | TRUE | Reviewed by Karlo Siljeg 21/03/22 |  | Linear | Yes | Parent |  | 1.1.9.3.1 | LV Power | MCo | RTO | Pr_65_70_11 | Cable management | Pr_65_70_11_14 | Cable ladders
304 | FLB | ACTIVE | Fire Rated Cable Ladder - LV Ess, and Crit. B Supply AC | Yes | Electrical (Common) | Electrical | FALSE | Yes | No | Yes | Yes | Yes | LOI 3 | No | Refer to MEP Systems Sheet | CRITICAL B | CRITICAL B | TRUE | Reviewed by Karlo Siljeg 21/03/22 |  | Linear | Yes | Parent |  | 1.1.9.3.1 | LV Power | MCo | RTO | Pr_65_70_11 | Cable management | Pr_65_70_11_14 | Cable ladders
305 | FLG | ACTIVE | Flood Gate Motor | Yes | Mechanical | Mechanical | TRUE | No | No | No | Yes | Yes | LOI 3 | Yes | Refer to MEP Systems Sheet | Unassigned |  | FALSE | Reviewed by Karlo Siljeg 21/03/22 |  | Point | Yes | Parent |  | 1.1.1.4.3 | Flood Protection | MCo | RTO | Pr_75_51_26 | Electric motors
306 | FLM | ACTIVE | Flow Meter | Yes | Instrumentation & Control | Instrumentation & Control | TRUE | No | No | No | Yes | Yes | LOI 3 | Yes | Refer to MEP Systems Sheet | CONT | Controls | FALSE | Reviewed by Karlo Siljeg 21/03/22 |  | Point | Yes | Child |  | 1.1.8.2.2 | Fire Protection | RTO | RTO | Pr_80_51_46 | Liquid flow meters
307 | FLS | ACTIVE | Flow Switch | Yes | Instrumentation & Control | Instrumentation & Control | TRUE | Yes | No | Yes | Yes | Yes | LOI 3 | No | Refer to MEP Systems Sheet | CONT | Controls | FALSE | Reviewed by Karlo Siljeg 21/03/22 |  | Point | Yes | Parent |  | 1.1.3.3.1 | Ecs | MCo | RTO | Pr_75_50_33 | Gas fire-extinguishing controls | Pr_75_50_33_24 | Electrical automatic control and delay devices
308 | FLT | ACTIVE | Flow Transmitter | Yes | Instrumentation & Control | Instrumentation & Control | TRUE | No | No | No | No | Yes | LOI 1 | No | Refer to MEP Systems Sheet | CONT | Controls | FALSE | Reviewed by Karlo Siljeg 21/03/22 |  | Point | Yes | Parent |  | 1.1.8 | Control Systems | Unallocated | Unallocated | Pr_75_50_76 | Sensors and detectors
309 | FLX | ACTIVE | Fan Flexible Joint | Yes | Mechanical | Mechanical | TRUE | Yes | No | Yes | No | Yes | LOI 1 | No | Refer to MEP Systems Sheet | EXA, OSA, RTA, SPA, STP, OTE, REA, TFA, CEX | EXA, OSA, RTA, SPA, STP, OTE, REA, TFA, CEX | TRUE | Reviewed by Karlo Siljeg 21/03/22 |  | Point | Yes | Child |  | 1.1.3.3 | Mechanical Systems | MCo | RTO | Pr_65_65_25 | Ductwork and fittings | Pr_65_65_25_72 | Rectangular sheet metal ductwork and fittings
310 | FMA | ACTIVE | FM Amplifier | Yes | Telecommunication | Electrical | FALSE | No | No | No | Yes | Yes | LOI 3 | Yes | Refer to MEP Systems Sheet | CONT | Telecommunication Equipment | FALSE | Reviewed by Karlo Siljeg 21/03/22 |  | Point | Yes | Parent |  | 1.1.5 | ICT/OCS | Unallocated | Unallocated | Pr_60_75_08 | Audio and visual source products | Pr_60_75_08_02 | Audio amplifiers
311 | FME | ACTIVE | Fire Meter |  | Fire | Fire | TRUE | No | No | No | Yes | Yes | LOI 3 | Yes | Refer to MEP Systems Sheet | FTH, FHS | FTH, FHS | TRUE | Reviewed by KS on 28/06/2022 |  | Point | Yes | Parent |  | 1.1.8.2.2 | Fire Protection | RTO | RTO | Pr_80_51_51 | Metering and test products
312 | FMF | ACTIVE | Mechanical Fan Mounting Feet |  | Mechanical | Mechanical | TRUE | No | No | No | No | Yes | LOI 1 | No | Refer to MEP Systems Sheet | Varies | Varies | TRUE | Added 27/04/2023 Following Sub Con Input | General elements, Only in Model | Point | No | Parent
313 | FMP | ACTIVE | Fire Pressure Maintenance Pump | Yes | Fire | Fire | TRUE | No | No | No | Yes | Yes | LOI 3 | Yes | Refer to MEP Systems Sheet | FTH, FHS | FTH, FHS | TRUE | Reviewed by Karlo Siljeg 21/03/22 |  | Point | Yes | Parent |  | 1.1.8.2.2 | Fire Protection | RTO | RTO | Pr_65_53_96 | Water supply pumps
314 | FMT | ACTIVE | Foam Concentrate Tank | Yes | Fire | Fire | TRUE | Yes | No | No | Yes | Yes | LOI 3 | Yes | Refer to MEP Systems Sheet | FTH, FHS | FTH, FHS | TRUE | Reviewed by Karlo Siljeg 21/03/22 |  | Point | Yes | Parent |  | 1.1.8.2.1 | Fire Detection | RTO | RTO | Pr_60_50_67 | Pressure storage vessels | Pr_60_50_67_31 | Foam fire fighting tanks
315 | FOB | ACTIVE | Fibre Optic Jointing Box | Yes | Telecommunication | Electrical | FALSE | Yes | No | Yes | Yes | Yes | LOI 3 | Yes | Refer to MEP Systems Sheet |  | Telecommunication Equipment | FALSE | Reviewed by Karlo Siljeg 21/03/22 |  | Point | Yes | Parent |  | 1.1.5 | ICT/OCS | Unallocated | Unallocated | Pr_80_77_28 | Equipment enclosures, cabinets, boxes and housings | Pr_80_77_28_26 | Fibre joint enclosures
316 | FOJ | ACTIVE | Fibre Optic Cable Joint | Yes | Telecommunication | Electrical | FALSE | No | No | No | No | Yes | LOI 1 | Yes | Refer to MEP Systems Sheet | CONT | Telecommunication Equipment | FALSE | Reviewed by Karlo Siljeg 21/03/22 |  | Point | Yes | Parent |  | 1.1.5 | ICT/OCS | Unallocated | Unallocated | Pr_65_70_15 | Communications cables
317 | FOT | ACTIVE | Fibre Optic Patching/Splicing Tray | Yes | Telecommunication | Electrical | FALSE | No | No | No | No | Yes | LOI 1 | No | Refer to MEP Systems Sheet | CONT | Telecommunication Equipment | FALSE | Reviewed by Karlo Siljeg 21/03/22 |  | Linear | Yes | Child |  | 1.1.5 | ICT/OCS | Unallocated | Unallocated | Pr_65_70_15 | Communications cables | Pr_65_70_15_62 | Optical fibre splice boxes
318 | FPD | ACTIVE | Smoke Detector with probe | No | Fire | Fire | TRUE | Yes | No | Yes | Yes | Yes | LOI 3 | No | Refer to MEP Systems Sheet | FTH, FHS, GSU | FTH, FHS, GSU | TRUE | Reviewed by Karlo Siljeg 21/03/22 |  | Point | Yes | Parent |  | 1.1.8.2.1 | Fire Detection | RTO | RTO | Pr_75_75_30 | Fire alarm detection devices and control equipment | Pr_75_75_30_65 | Point smoke detectors
319 | FPG | ACTIVE | Fire Pressure Gauge | Yes | Fire | Fire | TRUE | Yes | No | Yes | Yes | Yes | LOI 3 | No | Refer to MEP Systems Sheet | FTH, FHS | FTH, FHS | TRUE | Reviewed by Karlo Siljeg 21/03/22 |  | Point | Yes | Parent |  | 1.1.8.2.2 | Fire Protection | RTO | RTO | Pr_65_54_30 | Fire fighting valves and devices | Pr_65_54_30_65 | Pressure gauges and pressure switches
320 | FPR | ACTIVE | Fire - Pressure Reducing Valve | Yes | Fire | Fire | TRUE | No | No | No | Yes | Yes | LOI 3 | Yes | Refer to MEP Systems Sheet | FTH, FHS | FTH, FHS | TRUE | Reviewed by Karlo Siljeg 21/03/22 |  | Point | Yes | Parent |  | 1.1.8.2.2 | Fire Protection | RTO | RTO | Pr_65_54_95 | Water services valves | Pr_65_54_95_65 | Pressure relief valves
321 | FPV | ACTIVE | Frog Flap/Flap Valve |  |  | Hydraulic | FALSE | Yes | No | Yes | No | Yes | LOI 1 | TBC | Refer to MEP Systems Sheet |  |  | TRUE
322 | FRD | ACTIVE | Fire Damper (Standalone) |  | Mechanical | Mechanical | TRUE | No | No | No | Yes | Yes | LOI 3 | No | Refer to MEP Systems Sheet | EXA, REA, TFA, SPA, OSA, BUX |  | FALSE | Reviewed by KS on 06/06/2022 | INCORRECT TYPE CODE | Point | Yes | Parent/Child |  | 1.1.8.2.2 | Fire Protection | RTO | RTO | Pr_65_65_24 | Duct dampers | Pr_65_65_24_29 | Fire and smoke dampers
323 | FSC | ACTIVE | Foam Suppression Cylinder | Yes | Fire | Fire | TRUE | Yes | No | Yes | Yes | Yes | LOI 3 | No | Refer to MEP Systems Sheet | FTH, FHS, GSU | FTH, FHS, GSU | TRUE | Reviewed by Karlo Siljeg 21/03/22 |  | Point | Yes | Parent |  | 1.1.8.2.2 | Fire Protection | RTO | RTO | Pr_40_50_28 | Extinguishers and fire blankets | Pr_40_50_28_30 | Foam fire extinguishers
324 | FSE | ACTIVE | Fibre Splice Enclosure |  | Telecommunication | Electrical | FALSE | No | No | No | No | Yes | LOI 1 | No | Refer to MEP Systems Sheet | CONT | Telecommunication Equipment | FALSE | Reviewed by KS on 28/06/2022 |  | Point | Yes | Parent |  | 1.1.5 | ICT/OCS | Unallocated | Unallocated | Pr_65_70_15 | Communications cables and accessories | Pr_65_70_15_62 | Optical fibre splice boxes
325 | FSP | ASSET HIVE ONLY | Sprinkler Installation |  | Fire | Fire | TRUE | No | No | No | No | No | LOI 1 | No | Refer to MEP Systems Sheet |  |  | FALSE | Added by Karlo Siljeg on 3/08/2022 | Used for Asset Hive | Dummy | Yes | Parent |  | 1.1.8.2.2 | Fire Protection | RTO | RTO
326 | FSU | ACTIVE | Field LAN Switch Cabinet |  | Instrumentation & Control | Instrumentation & Control | TRUE | No | No | No | Yes | Yes | LOI 3 | Yes | Refer to MEP Systems Sheet | CONT | Controls | FALSE | Reviewed by KS on 28/06/2022 |  | Point | Yes | Parent |  | 1.1.8 | Control Systems | Unallocated | Unallocated | Pr_80_77_28 | Equipment enclosures, cabinets, boxes and housings | Pr_80_77_28_21 | Data equipment cabinets
327 | FSW | RETIRED | Flow Switch* | Yes | Fire | Fire | TRUE | No | No | No | Yes | Yes | LOI 3 | Yes | Refer to MEP Systems Sheet | FTH, FHS, GSU |  | FALSE | Reviewed by Karlo Siljeg 21/03/22 |  | Point | Yes | Parent |  | 1.1.8.2.2 | Fire Protection | RTO | RTO | Pr_65_54_30 | Fire fighting valves and devices
328 | FTA | ACTIVE | Fire Rated Cable Ladder - HV Traction A Supply AC | Yes | Electrical Traction | Electrical | FALSE | Yes | No | Yes | Yes | Yes | LOI 3 | No | Refer to MEP Systems Sheet | TRAC A | TRAC A | TRUE | Reviewed by Karlo Siljeg 21/03/22 |  | Linear | Yes | Parent |  | 1.1.9.3.1 | LV Power | MCo | RTO | Pr_65_70_11 | Cable management | Pr_65_70_11_14 | Cable ladders
329 | FTB | ACTIVE | Fire Rated Cable Ladder - HV Traction B Supply AC | Yes | Electrical Traction | Electrical | FALSE | Yes | No | Yes | Yes | Yes | LOI 3 | No | Refer to MEP Systems Sheet | TRAC B | TRAC B | TRUE | Reviewed by Karlo Siljeg 21/03/22 |  | Linear | Yes | Parent |  | 1.1.9.3.1 | LV Power | MCo | RTO | Pr_65_70_11 | Cable management | Pr_65_70_11_14 | Cable ladders
330 | FTK | ACTIVE | Fire Concentration Tank |  | Fire | Fire | TRUE | No | No | No | Yes | Yes | LOI 3 | Yes | Refer to MEP Systems Sheet | FTH, FHS | FTH, FHS | TRUE | Reviewed by KS on 28/06/2022 |  | Point | Yes | Parent |  | 1.1.8.2.2 | Fire Protection | RTO | RTO | Pr_60_50_96 | Water tanks and cisterns
331 | FTP | ACTIVE | Fibre Termination Panel |  | Telecommunication | Electrical | FALSE | No | No | No | No | Yes | LOI 1 | No | Refer to MEP Systems Sheet | CONT | Telecommunication Equipment | FALSE | Reviewed by KS on 28/06/2022 |  | Point | Yes | Parent |  | 1.1.5 | ICT/OCS | Unallocated | Unallocated | Pr_65_70_15 | Communications cables and accessories | Pr_65_70_15_63 | Optical fibre cable terminations
332 | FTR | ACTIVE | Fire Trip | Yes | Fire | Fire | TRUE | Yes | No | Yes | Yes | Yes | LOI 3 | Yes | Refer to MEP Systems Sheet | FTH, FHS, GSU | FTH, FHS, GSU | TRUE | Reviewed by Karlo Siljeg 21/03/22 |  | Point | Yes | Parent |  | 1.1.8.2.2 | Fire Protection | RTO | RTO | Pr_75_50_33 | Gas fire-extinguishing controls | Pr_75_50_33_24 | Electrical automatic control and delay devices
333 | FTS | ACTIVE | Firefighter Telephone system Headend | Yes | Fire | Fire | TRUE | Yes | No | Yes | Yes | Yes | LOI 3 | Yes | Refer to MEP Systems Sheet | FTH, FHS, GSU | FTH, FHS, GSU | TRUE | Reviewed by Karlo Siljeg 21/03/22 |  | Point | Yes | Parent |  | 1.1.8.2.2 | Fire Protection | RTO | RTO | Pr_70_75_88 | Telecoms equipment
334 | FVE | ACTIVE | Float Valve | Yes | Hydraulic | Hydraulic | TRUE | No | No | No | No | Yes | LOI 1 | No | Refer to MEP Systems Sheet | OVF, SRM, SDR, SDM, STW, TDW, TDR, TDM, WRM, TRW | OVF, SRM, SDR, SDM, STW, TDW, TDR, TDM, WRM, TRW | TRUE | Reviewed by Karlo Siljeg 21/03/22 |  | Point | Yes | Child |  | 1.1.3.2 | Hydraulic System | MCo | RTO | Pr_65_54_95 | Water services valves | Pr_65_54_95_29 | Float-operated valves
335 | FVP | ACTIVE | Fire Tunnel Ventilation Panel | Yes | Fire | Fire | TRUE | No | No | No | Yes | Yes | LOI 3 | Yes | Refer to MEP Systems Sheet | FTH, FHS, GSU | FTH, FHS, GSU | TRUE | Reviewed by Karlo Siljeg 21/03/22 |  | Point | Yes | Parent |  | 1.1.8.2.2 | Fire Protection | RTO | RTO | Pr_75_50_18 | Controllers and control panels | Pr_75_50_18_17 | Control panels
336 | FW | ACTIVE | Floor Waste |  | Hydraulic | Hydraulic | TRUE | No | No | Yes | No | Yes | LOI 1 | No | Refer to MEP Systems Sheet | Varies | Varies | TRUE | Added 27/04/2023 Following Sub Con Input | General elements, Only in Model | Point | No | Parent
337 | FWG | ACTIVE | Floor Waste Gully |  | Hydraulic | Hydraulic | TRUE | No | No | Yes | No | Yes | LOI 1 | No | Refer to MEP Systems Sheet | Varies | Varies | TRUE | Added 27/04/2023 Following Sub Con Input | General elements, Only in Model | Point | No | Parent
338 | FWP | ACTIVE | Fire Water Pump | Yes | Fire | Fire | TRUE | Yes | No | Yes | Yes | Yes | LOI 3 | Yes | Refer to MEP Systems Sheet | FTH, FHS | FTH, FHS | TRUE | Reviewed by Karlo Siljeg 21/03/22 |  | Point | Yes | Parent |  | 1.1.8.2.2 | Fire Protection | RTO | RTO | Pr_65_53_96 | Water supply pumps
339 | FWT | ACTIVE | Fire Water Tank | Yes | Fire | Fire | TRUE | Yes | No | Yes | Yes | Yes | LOI 3 | Yes | Refer to MEP Systems Sheet | FTH, FHS | FTH, FHS | TRUE | Reviewed by Karlo Siljeg 21/03/22 |  | Point | Yes | Parent |  | 1.1.8.2.2 | Fire Protection | RTO | RTO | Pr_60_50_96 | Water tanks and cisterns | Pr_60_50_96_20 | Cylindrical tanks
340 | GAP | ACTIVE | General Access Panel |  | Varies | Mechanical, Electrical, Hydraulic, Fire | FALSE | No | No | Yes | No | Yes | LOI 1 | No | Refer to MEP Systems Sheet | Varies | Varies | TRUE | Added 25/05/2023 Following Sub Con Input | General elements, Only in Model | Point | No | Parent
341 | GBM | ACTIVE | Gas Booster Motor | Yes | Hydraulic | Hydraulic | TRUE | No | No | No | Yes | Yes | LOI 3 | Yes | Refer to MEP Systems Sheet | NAG | NAG | TRUE | Reviewed by Karlo Siljeg 21/03/22 | GSU | Point | Yes | Parent |  | 1.1.3.2 | Hydraulic System | MCo | RTO | Pr_65_53_86 | Supply and exhaust pumps | Pr_65_53_86_33 | Gas boosters
342 | GCO | RETIRED | Conduit (General) |  | Electrical (Common) | Electrical | FALSE | No | No | No | No | Yes | LOI 1 | No | Refer to MEP Systems Sheet | Unassigned | Unassigned | TRUE | Reviewed by Karlo Siljeg 11/05/22 | ELEC General reticulation retired, subcon to use specified type code | Linear | Yes | Parent |  | 1.1.9.3.1 | LV Power | MCo | RTO |  | Need to allocate
343 | GCT | RETIRED | Cable Tray (General) |  | Electrical (Common) | Electrical | FALSE | No | No | No | No | Yes | LOI 1 | No | Refer to MEP Systems Sheet | Unassigned | Unassigned | TRUE | Reviewed by Karlo Siljeg 11/05/22 | ELEC General reticulation retired, subcon to use specified type code | Linear | Yes | Parent |  | 1.1.9.3.1 | LV Power | MCo | RTO | Pr_65_70_11 | Cable management and accessories | Pr_65_70_11_96 | Wall and ceiling-mounted cable trunking and ducting
344 | GDC | ACTIVE | Gas Discharge | Yes | Fire | Fire | TRUE | Yes | No | Yes | Yes | Yes | LOI 3 | Yes | Refer to MEP Systems Sheet | GSU | GSU | TRUE | Reviewed by Karlo Siljeg 21/03/22 |  | Point | Yes | Parent |  | 1.1.8.2.2 | Fire Protection | RTO | RTO | Pr_40_10_77 | Signs and markers | Pr_40_10_77_76 | Safety signs
345 | GDD | ACTIVE | Guide Nozzle Isolation Dampers | Yes | Tunnel Ventilation System | Mechanical | FALSE | Yes | No | Yes | Yes | Yes | LOI 3 | Yes | Refer to MEP Systems Sheet | Unassigned | TVS | FALSE | Reviewed by Karlo Siljeg 21/03/22 |  | Point | Yes | Parent |  | 1.1.3.3.2 | MVAC | MCo | RTO | Pr_65_65_24 | Duct dampers
346 | GDF | ACTIVE | Duct Fitting (General) |  | Mechanical | Mechanical | TRUE | No | No | Yes | No | Yes | LOI 1 | No | Refer to MEP Systems Sheet | EXA, OSA, RTA, SPA, STP, OTE, REA, TFA, CEX | EXA, OSA, RTA, SPA, STP, OTE, REA, TFA, CEX | TRUE | Reviewed by Karlo Siljeg 11/05/22 | General elements | Linear | Yes | Parent |  | 1.1.3.3 | Mechanical Systems | MCo | RTO | Pr_65_65 | Ductwork products | Pr_65_65_25 | Ductwork and fittings
347 | GDI | ACTIVE | Duct Insulation (General) |  | Mechanical | Mechanical | TRUE | No | No | Yes | No | Yes | LOI 1 | No | Refer to MEP Systems Sheet | EXA, OSA, RTA, SPA, STP, OTE, REA, TFA, CEX | EXA, OSA, RTA, SPA, STP, OTE, REA, TFA, CEX | TRUE | Reviewed by Karlo Siljeg 11/05/22 | General elements | Linear | Yes | Parent |  | 1.1.3.3 | Mechanical Systems | MCo | RTO | Pr_80_77_76 | Services insulation and protection products
348 | GDN | ACTIVE | Guide Nozzles | Yes | Tunnel Ventilation System | Mechanical | FALSE | No | No | No | Yes | Yes | LOI 3 | Yes | Refer to MEP Systems Sheet | Unassigned | TVS | FALSE | Reviewed by Karlo Siljeg 21/03/22 |  | Point | Yes | Parent |  | 1.1.7.1 | Tunnel Ventilation | MCo | RTO | Pr_65_65_24 | Duct dampers
349 | GDT | ACTIVE | Ducts (General) |  | Mechanical | Mechanical | TRUE | No | No | Yes | No | Yes | LOI 1 | No | Refer to MEP Systems Sheet | EXA, OSA, RTA, SPA, STP, OTE, REA, TFA, CEX | EXA, OSA, RTA, SPA, STP, OTE, REA, TFA, CEX | TRUE | Reviewed by Karlo Siljeg 11/05/22 | General elements | Linear | Yes | Parent |  | 1.1.3.3 | Mechanical Systems | MCo | RTO | Pr_30_59_96 | Wall venting products | Pr_30_59_96_92 | Ventilation ducts
350 | GEF | ACTIVE | General Exhaust Fan | Yes | Mechanical | Mechanical | TRUE | Yes | No | Yes | Yes | Yes | LOI 3 | No | Refer to MEP Systems Sheet | EXA | EXA | TRUE | Reviewed by Karlo Siljeg 21/03/22 |  | Point | Yes | Parent |  | 1.1.3.3.2 | MVAC | MCo | RTO | Pr_65_67_29 | Fans | Pr_65_67_29_05 | Axial flow fans
351 | GIT | ACTIVE | Grease Interceptor | Yes | Hydraulic | Hydraulic | TRUE | Yes | No | Yes | Yes | Yes | LOI 3 | Yes | Refer to MEP Systems Sheet | SDR, TDR | SDR, TDR | TRUE | Reviewed by Karlo Siljeg 21/03/22 |  | Point | Yes | Parent |  | 1.1.3.2 | Hydraulic System | MCo | RTO | Pr_65_52_25 | Drainage traps and accessories | Pr_65_52_25_98 | Waste traps
352 | GMP | ACTIVE | Generator Panel |  | Electrical LV | Electrical | FALSE | Yes | No | Yes | Yes | Yes | LOI 3 | Yes | Refer to MEP Systems Sheet | Power LV | Power LV | TRUE | Reviewed by KS on 06/06/2022 |  | Point | Yes | Parent |  | 1.1.9.3.1 | LV Power | MCo | RTO | Pr_60_70_65 | Power generators, engines and packaged combined heat and power (CHP) units | Pr_60_70_65_33 | Generator control panels
353 | GPC | ACTIVE | Power Circuit |  | Electrical LV | Electrical | FALSE | No | No | No | No | Yes | LOI 1 | No | Refer to MEP Systems Sheet | Power LV | Power LV | TRUE | Reviewed by KS on 28/06/2022 |  | Point | Yes | Parent |  | 1.1.9.3.1 | LV Power | MCo | RTO |  | Need to allocate
354 | GPF | ACTIVE | Pipe Fitting (General) |  | Varies | Mechanical, Hydraulic, Fire | FALSE | No | No | Yes | No | Yes | LOI 1 | No | Refer to MEP Systems Sheet | CVP, DWP, GRM, STP, TDW, SDR, STW, SWM, SDP, TDW, TRM, TWV, TDR, TDM, WRM, DCW, DHW, DHF, DHR, DTW, FTW, NAG, PRP, TRW | CVP, DWP, GRM, STP, TDW, SDR, STW, SWM, SDP, TDW, TRM, TWV, TDR, TDM, WRM, DCW, DHW, DHF, DHR, DTW, FTW, NAG, PRP, TRW | TRUE | Reviewed by Karlo Siljeg 11/05/22 | General elements | Linear | Yes | Parent |  | 1.1.3.2 | Hydraulic System | MCo | RTO | Pr_65_52 | Pipe, tube and fitting products
355 | GPI | ACTIVE | Pipe Insulation (General) |  | Varies | Mechanical, Hydraulic, Fire | FALSE | No | No | No | No | Yes | LOI 1 | No | Refer to MEP Systems Sheet | DHW, DHF, DHR, DTW | DHW, DHF, DHR, DTW | TRUE | Reviewed by Karlo Siljeg 11/05/22 | General elements | Linear | Yes | Parent |  | 1.1.3.2 | Hydraulic System | MCo | RTO | Pr_65_52_61 | Pipe accessories
356 | GPL | ACTIVE | Ground Water Treatment Plant | Yes | Hydraulic | Hydraulic | TRUE | No | No | No | Yes | Yes | LOI 3 | Yes | Refer to MEP Systems Sheet | STW |  | FALSE | Reviewed by Karlo Siljeg 21/03/22 |  | Point | Yes | Parent |  | 1.1.3.2 | Hydraulic System | MCo | RTO | Pr_60_45 | Water filtration and treatment products
357 | GPO | ACTIVE | General Purpose Outlet |  | Electrical LV | Electrical | FALSE | No | No | Yes | Yes | Yes | LOI 3 | No | Refer to MEP Systems Sheet | Power LV | Power LV | TRUE | Reviewed by KS on 28/06/2022 |  | Point | Yes | Parent |  | 1.1.9.3.1 | LV Power | MCo | RTO |  | Need to allocate
358 | GPP | ACTIVE | Pipes (General) |  | Varies | Mechanical, Hydraulic, Fire | FALSE | No | No | Yes | No | Yes | LOI 1 | No | Refer to MEP Systems Sheet | CVP, DWP, GRM, STP, TDW, SDR, STW, SWM, SDP, TDW, TRM, TWV, TDR, TDM, WRM, DCW, DHW, DHF, DHR, DTW, FTW, NAG, PRP, TRW | CVP, DWP, GRM, STP, TDW, SDR, STW, SWM, SDP, TDW, TRM, TWV, TDR, TDM, WRM, DCW, DHW, DHF, DHR, DTW, FTW, NAG, PRP, TRW | TRUE | Reviewed by Karlo Siljeg 11/05/22 | General elements | Linear | Yes | Parent |  | 1.1.3.2 | Hydraulic System | MCo | RTO | Pr_65_52_63 | Pipes and fittings
359 | GPS | ACTIVE | Global Positioning Satellite |  | Instrumentation & Control | Instrumentation & Control | TRUE | No | No | No | Yes | Yes | LOI 3 | Yes | Refer to MEP Systems Sheet | CONT | Controls | FALSE | Reviewed by KS on 28/06/2022 |  | Point | Yes | Parent |  | 1.1.8 | Control Systems | Unallocated | Unallocated |  | Need to allocate
360 | GPT | ACTIVE | Gross Pollutant Trap | Yes | Hydraulic | Hydraulic | TRUE | Yes | No | No | Yes | Yes | LOI 3 | Yes | Refer to MEP Systems Sheet | STW, TDW, TDR | STW, TDW, TDR | TRUE | Reviewed by Karlo Siljeg 21/03/22 |  | Point | Yes | Parent |  | 1.1.3.2 | Hydraulic System | MCo | RTO | Pr_65_52_25 | Drainage traps and accessories | Pr_65_52_25_98 | Waste traps
361 | GRD | ACTIVE | Guard | Yes | Mechanical | Mechanical | TRUE | No | No | No | Yes | Yes | LOI 3 | Yes | Refer to MEP Systems Sheet | Unassigned |  | FALSE | Reviewed by Karlo Siljeg 21/03/22 |  | Point | Yes | Parent |  | 1.1.3.3 | Mechanical Systems | MCo | RTO | Pr_65_65_25 | Ductwork and fittings | Pr_65_65_25_32 | Flexible ductwork
362 | GRL | ACTIVE | Gauge Face Rail Lubricator |  | Tunnel facilities | Tunnel facilities | TRUE | No | No | No | Yes | Yes | LOI 3 | No | Refer to MEP Systems Sheet |  | Rail Equipment | FALSE | Added 19/04/2023 following AMR review |  | Point | Yes | Parent
363 | GRN | ACTIVE | GRN (Government Radio Network) Radio | Yes | Telecommunication | Electrical | FALSE | No | No | No | Yes | Yes | LOI 3 | Yes | Refer to MEP Systems Sheet | CONT | Telecommunication Equipment | FALSE | Reviewed by Karlo Siljeg 21/03/22 |  | Point | Yes | Parent |  | 1.1.5 | ICT/OCS | Unallocated | Unallocated | Pr_70_75_88 | Telecoms equipment | Pr_70_75_88_83 | Telecommunications system controllers
364 | GRR | ACTIVE | Gas Regulator | Yes | Hydraulic | Hydraulic | TRUE | Yes | No | Yes | Yes | Yes | LOI 3 | Yes | Refer to MEP Systems Sheet | NAG | NAG | TRUE | Reviewed by Karlo Siljeg 21/03/22 | GSU | Point | Yes | Parent |  | 1.1.3.2 | Hydraulic System | MCo | RTO | Pr_65_54_33 | Gas and liquid fuel valves | Pr_65_54_33_36 | Gas pressure reducing stations
365 | GRS | ACTIVE | Grate Seal Waterless Trap | Yes | Hydraulic | Hydraulic | TRUE | No | No | No | Yes | Yes | LOI 3 | No | Refer to MEP Systems Sheet | SDR, TDR |  | FALSE | Reviewed by Karlo Siljeg 21/03/22 |  | Point | Yes | Parent |  | 1.1.3.2 | Hydraulic System | MCo | RTO | Pr_65_52_25 | Drainage traps and accessories | Pr_65_52_25_98 | Waste traps
366 | GRV | ACTIVE | Greasy Vent | Yes | Hydraulic | Hydraulic | TRUE | No | No | No | No | Yes | LOI 1 | No | Refer to MEP Systems Sheet | Unassigned |  | FALSE | Reviewed by Karlo Siljeg 21/03/22 |  | Point | Yes | Child |  | 1.1.3.2 | Hydraulic System | MCo | RTO |  | Need to allocate
367 | GSC | ACTIVE | Gas Suppression Cylinder | Yes | Fire | Fire | TRUE | Yes | No | Yes | Yes | Yes | LOI 3 | Yes | Refer to MEP Systems Sheet | GSU | GSU | TRUE | Reviewed by Karlo Siljeg 21/03/22 |  | Point | Yes | Parent |  | 1.1.8.2.2 | Fire Protection | RTO | RTO | Pr_40_50_28 | Extinguishers and fire blankets
368 | GSE | ACTIVE | Gas Suppression Enclosure |  | Fire | Fire | TRUE | No | No | No | Yes | Yes | LOI 3 | Yes | Refer to MEP Systems Sheet | GSU | GSU | TRUE | Reviewed by KS on 06/06/2022 |  | Point | Yes | Parent |  | 1.1.8.2.2 | Fire Protection | RTO | RTO | SL_55_30 | Fire-extinguishing supply spaces
369 | GSR | ASSET HIVE ONLY | Gaseous Suppression System Installation |  | Fire | Fire | TRUE | No | No | No | No | No | LOI 1 | No | Refer to MEP Systems Sheet |  |  | FALSE | Added by Karlo Siljeg on 3/08/2022 | Used for Asset Hive | Dummy | Yes | Parent |  | 1.1.8.2.2 | Fire Protection | RTO | RTO
370 | GTD | ACTIVE | Grated Trench Drain |  |  | Hydraulic | FALSE | No | No | Yes | No | Yes | LOI 1 | TBC | Refer to MEP Systems Sheet |  |  | TRUE |  |  | Point |  | Parent
371 | GTF | RETIRED | Cable Tray Ladder Fitting (General) |  | Electrical (Common) | Electrical | FALSE | No | No | No | No | Yes | LOI 1 | No | Refer to MEP Systems Sheet | Unassigned | Unassigned | TRUE | Reviewed by Karlo Siljeg 11/05/22 | ELEC General reticulation retired, subcon to use specified type code | Linear | Yes | Parent |  | 1.1.9.3.1 | LV Power | MCo | RTO | Pr_65_70_11 | Cable management and accessories
372 | GTL | RETIRED | Cable Tray Ladder (General) |  | Electrical (Common) | Electrical | FALSE | No | No | No | No | Yes | LOI 1 | No | Refer to MEP Systems Sheet | Unassigned | Unassigned | TRUE | Reviewed by Karlo Siljeg 11/05/22 | ELEC General reticulation retired, subcon to use specified type code | Linear | Yes | Parent |  | 1.1.9.3.1 | LV Power | MCo | RTO | Pr_65_70_11 | Cable management and accessories | Pr_65_70_11_14 | Cable ladders
373 | GTP | ACTIVE | GIT Pump | Yes | Hydraulic | Hydraulic | TRUE | Yes | No | Yes | Yes | Yes | LOI 3 | Yes | Refer to MEP Systems Sheet | RNW, STW | RNW, STW | TRUE | Reviewed by Karlo Siljeg 21/03/22 |  | Point | Yes | Parent |  | 1.1.3.2 | Hydraulic System | MCo | RTO | Pr_65_53_86 | Supply and exhaust pumps | Pr_65_53_86_86 | Suction pumps
374 | GTV | ACTIVE | Gate Valve | Yes | Hydraulic | Hydraulic | TRUE | No | No | No | Yes | Yes | LOI 3 | Yes | Refer to MEP Systems Sheet | OVF, SRM, SDR, SDM, STW, TDW, TDR, TDM, WRM, TRW |  | FALSE | Reviewed by Karlo Siljeg 21/03/22 |  | Point | Yes | Child |  | 1.1.3.2 | Hydraulic System | MCo | RTO | Pr_65_54_94 | Water supply valves | Pr_65_54_94_45 | Knife gate valves
375 | GUI | ACTIVE | Graphical User Interface | Yes | Instrumentation & Control | Instrumentation & Control | TRUE | No | No | No | Yes | Yes | LOI 3 | Yes | Refer to MEP Systems Sheet | CONT | Controls | FALSE | Reviewed by Karlo Siljeg 21/03/22 |  | Point | Yes | Parent |  | 1.1.5 | ICT/OCS | Unallocated | Unallocated | Pr_75_75_15 | Computers and peripherals
376 | GWI | ACTIVE | Gas Isolation Valve | Yes | Hydraulic | Hydraulic | TRUE | No | No | Yes | Yes | Yes | LOI 3 | Yes | Refer to MEP Systems Sheet | NAG |  | FALSE | Reviewed by Karlo Siljeg 21/03/22 | GSU | Point | Yes | Child |  | 1.1.3.2 | Hydraulic System | MCo | RTO | Pr_65_54_33 | Gas and liquid fuel valves
377 | GWP | ACTIVE | Groundwater Pump | Yes | Hydraulic | Hydraulic | TRUE | No | No | No | Yes | Yes | LOI 3 | Yes | Refer to MEP Systems Sheet | RNW, STW |  | FALSE | Reviewed by Karlo Siljeg 21/03/22 |  | Point | Yes | Parent |  | 1.1.3.2 | Hydraulic System | MCo | RTO | Pr_65_53_86 | Supply and exhaust pumps | Pr_65_53_86_86 | Suction pumps
378 | GWT | ACTIVE | Ground Water Tank | Yes | Hydraulic | Hydraulic | TRUE | No | No | No | Yes | Yes | LOI 3 | Yes | Refer to MEP Systems Sheet | RNW, STW |  | FALSE | Reviewed by Karlo Siljeg 21/03/22 |  | Point | Yes | Parent |  | 1.1.3.2 | Hydraulic System | MCo | RTO | Pr_60_50_96 | Water tanks and cisterns
379 | HAS | ACTIVE | High Voltage Auxiliary Supply | Yes | Electrical HV | Electrical | FALSE | Yes | No | Yes | Yes | Yes | LOI 3 | Yes | Refer to MEP Systems Sheet | POWER HV | Power HV | FALSE | Reviewed by Karlo Siljeg 21/03/22 |  | Point | Yes | Parent |  | 1.1.9.3 | Station Substation | MCo | RTO | Pr_60_70_64 | Power conditioning supply equipment
380 | HBC | ACTIVE | High Voltage Distribution - Battery Charger | No | Electrical HV | Electrical | FALSE | Yes | No | Yes | Yes | Yes | LOI 3 | Yes | Refer to MEP Systems Sheet | POWER HV | Power HV | FALSE | Reviewed by Karlo Siljeg 21/03/22 |  | Point | Yes | Parent |  | 1.1.9.3 | Station Substation | MCo | RTO | Pr_60_70_06 | Batteries and chargers | Pr_60_70_06_71 | Rechargeable dry cell battery chargers
381 | HBS | ACTIVE | High Voltage Distribution - 48V Batteries | Yes | Electrical HV | Electrical | FALSE | Yes | No | Yes | Yes | Yes | LOI 3 | Yes | Refer to MEP Systems Sheet | POWER HV | Power HV | FALSE | Reviewed by Karlo Siljeg 21/03/22 |  | Point | Yes | Child |  | 1.1.9.3 | Station Substation | MCo | RTO | Pr_60_70_06 | Batteries and chargers | Pr_60_70_06_71 | Rechargeable dry cell battery chargers
382 | HBT | ACTIVE | High Voltage Bus Tie | Yes | Electrical HV | Electrical | FALSE | No | No | No | Yes | Yes | LOI 3 | No | Refer to MEP Systems Sheet | POWER HV | POWER HV | TRUE | Reviewed by Karlo Siljeg 21/03/22 |  | Point | Yes | Child |  | 1.1.9.3 | Station Substation | MCo | RTO | Pr_60_70_36 | High voltage switchgear and transformers | Pr_60_70_36_82 | High voltage switches
383 | HCB | ACTIVE | High Voltage Circuit Breaker | Yes | Electrical HV | Electrical | FALSE | No | No | No | Yes | Yes | LOI 3 | Yes | Refer to MEP Systems Sheet | POWER HV | POWER HV | TRUE | Reviewed by Karlo Siljeg 21/03/22 |  | Point | Yes | Child |  | 1.1.9.3 | Station Substation | MCo | RTO | Pr_60_70_36 | High voltage switchgear and transformers | Pr_60_70_36_94 | High voltage vacuum circuit breaker panels
384 | HCC | ACTIVE | High Voltage Control Cabinet |  | Electrical HV | Electrical | FALSE | No | No | No | Yes | Yes | LOI 3 | Yes | Refer to MEP Systems Sheet | POWER HV | POWER HV | TRUE | Reviewed by KS on 28/06/2022 |  | Point | Yes | Parent |  | 1.1.9 | Power | Unallocated | Unallocated | Pr_80_77_28 | Equipment enclosures, cabinets, boxes and housings | Pr_80_77_28_70 | Rack cabinets
385 | HCD | ACTIVE | High Voltage Cable Live Detector | Yes | Electrical HV | Electrical | FALSE | No | No | No | Yes | Yes | LOI 3 | No | Refer to MEP Systems Sheet | POWER HV | POWER HV | TRUE | Reviewed by Karlo Siljeg 21/03/22 |  | Point | Yes | Parent |  | 1.1.9.3 | Station Substation | MCo | RTO | Pr_75_50_76 | Sensors and detectors | Pr_75_50_76_95 | Voltage sensors
386 | HCF | ACTIVE | Harmonic Filter | Yes | Electrical LV | Electrical | FALSE | Yes | No | Yes | Yes | Yes | LOI 3 | No | Refer to MEP Systems Sheet | Power LV | Power LV | TRUE | Reviewed by Karlo Siljeg 21/03/22 |  | Point | Yes | Parent |  | 1.1.9.3.1 | LV Power | MCo | RTO | Pr_65_72_43 | Power conditioning equipment | Pr_65_72_43_64 | Power conditioning units | LOI Category Updated to suite Model Active Types
387 | HCJ | ACTIVE | High Voltage Cable Joint | Yes | Electrical HV | Electrical | FALSE | No | No | No | Yes | Yes | LOI 3 | No | Refer to MEP Systems Sheet | POWER HV | POWER HV | TRUE | Reviewed by Karlo Siljeg 21/03/22 |  | Point | Yes | Child |  | 1.1.9.3 | Station Substation | MCo | RTO | Pr_65_70_36 | High voltage cables
388 | HCL | ACTIVE | Heavy Duty Cable Ladder | Yes | Electrical (Common) | Electrical | FALSE | No | No | No | Yes | Yes | LOI 3 | No | Refer to MEP Systems Sheet | Unassigned | Unassigned | TRUE | Reviewed by Karlo Siljeg 21/03/22 |  | Linear | Yes | Parent |  | 1.1.9.3.1 | LV Power | MCo | RTO | Pr_65_70_11 | Cable management | Pr_65_70_11_14 | Cable ladders
389 | HCT | ACTIVE | HFT (Halogen Free Fire Resistant Temperature Stable) Conduit | Yes | Electrical (Common) | Electrical | FALSE | Yes | No | No | Yes | Yes | LOI 3 | Yes | Refer to MEP Systems Sheet | Unassigned | Varies | FALSE | Reviewed by Karlo Siljeg 21/03/22 |  | Linear | Yes | Parent |  | 1.1.9.3.1 | LV Power | MCo | RTO | Pr_65_70_11 | Cable management
390 | HDB | ACTIVE | HVAC DB | Yes | Electrical LV | Electrical | FALSE | No | No | No | Yes | Yes | LOI 3 | Yes | Refer to MEP Systems Sheet | Power LV | Power LV | TRUE | Reviewed by Karlo Siljeg 21/03/22 |  | Point | Yes | Parent |  | 1.1.3.3.2 | MVAC | MCo | RTO | Pr_60_70_22 | Distribution boxes and switchboards | Pr_60_70_22_22 | Distribution boards
391 | HDS | ACTIVE | Hydraulic Separator | Yes | Mechanical | Mechanical | TRUE | No | No | No | Yes | Yes | LOI 3 | Yes | Refer to MEP Systems Sheet | SPA |  | FALSE | Reviewed by Karlo Siljeg 21/03/22 |  | Point | Yes | Parent |  | 1.1.3.2 | Hydraulic System | MCo | RTO | Pr_65_52_62 | Pipe jointing materials | Pr_65_52_62_62 | Pipeline connectors
392 | HDT | ACTIVE | Heat Detector. | Yes | Instrumentation & Control | Instrumentation & Control | TRUE | Yes | No | No | Yes | Yes | LOI 3 | No | Refer to MEP Systems Sheet | CONT | Controls | FALSE | Reviewed by Karlo Siljeg 21/03/22 |  | Point | Yes | Parent |  | 1.1.8 | Control Systems | Unallocated | Unallocated | Pr_75_75_30 | Fire alarm detection devices and control equipment | Pr_75_75_30_37 | Heat alarms | LOI Category Updated to suite Model Active Types
393 | HEB | ACTIVE | High Voltage Room Main Earth Bar | Yes | Earthing | Electrical | FALSE | Yes | No | Yes | Yes | Yes | LOI 3 | No | Refer to MEP Systems Sheet | Earthing | Earthing and Bonding | FALSE | Reviewed by Karlo Siljeg 21/03/22 |  | Point | Yes | Parent |  | 1.1.9.5 | Earthing And Bonding | RTO | RTO | Pr_65_70_46 | Lightning protection and earthing components | Pr_65_70_46_24 | Earth bars
394 | HEP | ACTIVE | High Voltage Electrical Pit | Yes | Electrical HV | Electrical | FALSE | Yes | No | Yes | Yes | Yes | LOI 3 | Yes | Refer to MEP Systems Sheet | POWER HV | Power HV | FALSE | Reviewed by Karlo Siljeg 21/03/22 |  | Point | Yes | Parent |  | 1.1.9.3 | Station Substation | MCo | RTO | Pr_80_77_28 | Equipment enclosures, cabinets, boxes and housings
395 | HES | ACTIVE | High Voltage Earth Switch | Yes | Electrical HV | Electrical | FALSE | No | No | No | No | Yes | LOI 1 | Yes | Refer to MEP Systems Sheet | POWER HV | POWER HV | TRUE | Reviewed by Karlo Siljeg 21/03/22 |  | Point | Yes | Child |  | 1.1.9.5 | Earthing And Bonding | RTO | RTO | Pr_60_70_36 | High voltage switchgear and transformers | Pr_60_70_36_26 | High voltage earthing switches
396 | HFO | ASSET HIVE ONLY | Hydraulic Fit Off |  | Hydraulic | Hydraulic | TRUE | No | No | No | No | No | LOI 1 | No | Refer to MEP Systems Sheet |  |  | FALSE | Added by Karlo Siljeg on 3/08/2022 | Used for Asset Hive | Dummy | Yes | Parent |  | 1.1.3.2 | Hydraulic System | MCo | RTO
397 | HFU | ACTIVE | High Frequency Unit |  | Electrical LV | Electrical | FALSE | No | No | No | No | Yes | LOI 1 | No | Refer to MEP Systems Sheet | Power LV | Power LV | TRUE | Reviewed by KS on 28/06/2022 |  | Point | Yes | Parent |  | 1.1.9 | Power | Unallocated | Unallocated |  | Need to allocate
398 | HGW | ACTIVE | Power SCADA Gateway |  | Instrumentation & Control | Instrumentation & Control | TRUE | No | No | No | No | Yes | LOI 1 | No | Refer to MEP Systems Sheet | CONT | Controls | FALSE | Added 19/04/2023 following AMR review |  | Point | Yes
399 | HIS | ACTIVE | High Voltage Isolator | Yes | Electrical HV | Electrical | FALSE | No | No | No | Yes | Yes | LOI 3 | No | Refer to MEP Systems Sheet | POWER HV | POWER HV | TRUE | Reviewed by Karlo Siljeg 21/03/22 |  | Point | Yes | Child |  | 1.1.9.3 | Station Substation | MCo | RTO | Pr_60_70_36 | High voltage switchgear and transformers | Pr_60_70_36_80 | High voltage switch-disconnectors
400 | HIV | ACTIVE | Hydrant Main Isolation Valve | Yes | Fire | Fire | TRUE | No | No | No | Yes | Yes | LOI 3 | No | Refer to MEP Systems Sheet | FTH, FHS | FTH, FHS | TRUE | Reviewed by Karlo Siljeg 21/03/22 |  | Point | Yes | Parent |  | 1.1.8.2.2 | Fire Protection | RTO | RTO | Pr_65_54_30 | Fire fighting valves and devices | Pr_65_54_30_22 | Deluge valves
401 | HJB | ACTIVE | High Voltage Junction Box | Yes | Electrical HV | Electrical | FALSE | Yes | No | Yes | Yes | Yes | LOI 3 | No | Refer to MEP Systems Sheet | POWER HV | Power HV | FALSE | Reviewed by Karlo Siljeg 21/03/22 |  | Point | Yes | Parent |  | 1.1.9.3 | Station Substation | MCo | RTO | Pr_80_77_28 | Equipment enclosures, cabinets, boxes and housings | Pr_80_77_28_08 | Cable junction boxes
402 | HJX | ACTIVE | High Voltage Joint Bay | Yes | Electrical HV | Electrical | FALSE | No | No | No | Yes | Yes | LOI 3 | Yes | Refer to MEP Systems Sheet | POWER HV | POWER HV | TRUE | Reviewed by Karlo Siljeg 21/03/22 |  | Point | Yes | Parent |  | 1.1.9.3 | Station Substation | MCo | RTO | Pr_80_77_28 | Equipment enclosures, cabinets, boxes and housings | Pr_80_77_28_08 | Cable junction boxes
403 | HLA | ACTIVE | Hearing Loop Amplifier |  | Telecommunication | Electrical | FALSE | No | No | No | No | Yes | LOI 1 | No | Refer to MEP Systems Sheet | CONT | Telecommunication Equipment | FALSE | Reviewed by KS on 28/06/2022 |  | Point | Yes | Parent |  | 1.1.5 | ICT/OCS | Unallocated | Unallocated |  | Need to allocate
404 | HLI | ACTIVE | High Level Interface | Yes | Instrumentation & Control | Instrumentation & Control | TRUE | Yes | No | Yes | Yes | Yes | LOI 3 | Yes | Refer to MEP Systems Sheet | CONT | Controls | FALSE | Reviewed by Karlo Siljeg 21/03/22 |  | Point | Yes | Parent |  | 1.1.3.3.2 | MVAC | MCo | RTO |  | Need to allocate
405 | HLP | ACTIVE | Hearing Loop |  | Telecommunication | Electrical | FALSE | No | No | No | Yes | Yes | LOI 3 | Yes | Refer to MEP Systems Sheet | CONT | Telecommunication Equipment | FALSE | Reviewed by KS on 28/06/2022 |  | Point | Yes | Parent |  | 1.1.5 | ICT/OCS | Unallocated | Unallocated |  | Need to allocate
406 | HMI | ACTIVE | Human Machine Interface | Yes | Instrumentation & Control | Instrumentation & Control | TRUE | Yes | No | No | Yes | Yes | LOI 3 | Yes | Refer to MEP Systems Sheet | CONT | Controls | FALSE | Reviewed by Karlo Siljeg 21/03/22 |  | Point | Yes | Child |  | 1.1.9.3.1 | LV Power | MCo | RTO | Pr_75_75_15 | Computers and peripherals | Pr_75_75_15_90 | Touchscreen monitors
407 | HMP | ACTIVE | High Voltage Metering Panel | Yes | Electrical HV | Electrical | FALSE | No | No | No | Yes | Yes | LOI 3 | Yes | Refer to MEP Systems Sheet | POWER HV | POWER HV | TRUE | Reviewed by Karlo Siljeg 21/03/22 |  | Point | Yes | Parent |  | 1.1.9.3 | Station Substation | MCo | RTO | Pr_65_72_43 | Power conditioning equipment | Pr_65_72_43_96 | Voltage transformers
408 | HPE | ACTIVE | High Voltage Protection Relay | Yes | Electrical HV | Electrical | FALSE | No | No | No | No | Yes | LOI 1 | No | Refer to MEP Systems Sheet | POWER HV | POWER HV | TRUE | Reviewed by Karlo Siljeg 21/03/22 |  | Point | Yes | Child |  | 1.1.9.3 | Station Substation | MCo | RTO | Pr_75_50_50 | Measuring and monitoring relays
409 | HPP | ACTIVE | High Voltage Protection Panel | Yes | Electrical HV | Electrical | FALSE | Yes | No | Yes | Yes | Yes | LOI 3 | Yes | Refer to MEP Systems Sheet | POWER HV | Power HV | FALSE | Reviewed by Karlo Siljeg 21/03/22 |  | Point | Yes | Parent |  | 1.1.9.3 | Station Substation | MCo | RTO | Pr_60_70_36 | High voltage switchgear and transformers | Pr_60_70_36_83 | High voltage switchgear protection and control modules
410 | HPR | ACTIVE | Hydraulic - Pressure Reducing Valve | Yes | Hydraulic | Hydraulic | TRUE | No | No | No | Yes | Yes | LOI 3 | No | Refer to MEP Systems Sheet | OVF, SRM, SDR, SDM, STW, TDW, TDR, TDM, WRM, TRW |  | FALSE | Reviewed by Karlo Siljeg 21/03/22 |  | Point | Yes | Child |  | 1.1.3.2 | Hydraulic System | MCo | RTO | Pr_65_54_95 | Water services valves | Pr_65_54_95_65 | Pressure relief valves
411 | HPT | ASSET HIVE ONLY | Hydrostatic Pressure Test |  | Fire | Fire | TRUE | No | No | No | No | No | LOI 1 | No | Refer to MEP Systems Sheet |  |  | FALSE | Added by Karlo Siljeg on 3/08/2022 | Used for Asset Hive | Dummy | Yes | Parent |  | 1.1.8.2.2 |  | RTO | RTO
412 | HQF | ACTIVE | High Voltage Circuit Breaker, Feeder | Yes | Electrical HV | Electrical | FALSE | No | No | No | No | Yes | LOI 1 | No | Refer to MEP Systems Sheet | POWER HV | POWER HV | TRUE | Reviewed by Karlo Siljeg 21/03/22 |  | Point | Yes | Child |  | 1.1.9.3 | Station Substation | MCo | RTO | Pr_60_70_36 | High voltage switchgear and transformers | Pr_60_70_36_12 | High voltage circuit breakers
413 | HQI | ACTIVE | High Voltage Circuit Breaker, Incomer | Yes | Electrical HV | Electrical | FALSE | No | No | No | No | Yes | LOI 1 | No | Refer to MEP Systems Sheet | POWER HV | Power HV | FALSE | Reviewed by Karlo Siljeg 21/03/22 |  | Point | Yes | Child |  | 1.1.9.3 | Station Substation | MCo | RTO | Pr_60_70_36 | High voltage switchgear and transformers | Pr_60_70_36_12 | High voltage circuit breakers
414 | HSD | ACTIVE | High Voltage Surge Diverter | Yes | Electrical HV | Electrical | FALSE | No | No | No | Yes | Yes | LOI 3 | No | Refer to MEP Systems Sheet | POWER HV | POWER HV | TRUE | Reviewed by Karlo Siljeg 21/03/22 |  | Point | Yes | Child |  | 1.1.9.3 | Station Substation | MCo | RTO | Pr_65_72_27 | Electrical protective devices | Pr_65_72_27_88 | Transient overvoltage surge suppression devices
415 | HT | ACTIVE | Hose Tap |  | Hydraulic | Hydraulic | TRUE | No | No | Yes | No | Yes | LOI 1 | No | Refer to MEP Systems Sheet | Varies | Varies | TRUE | Added 27/04/2023 Following Sub Con Input | General elements, Only in Model | Point | No | Parent
416 | HTD | ACTIVE | Heat Detector | No | Fire | Fire | TRUE | Yes | No | Yes | Yes | Yes | LOI 3 | No | Refer to MEP Systems Sheet | FTH, FHS, GSU | FTH, FHS, GSU | TRUE | Reviewed by Karlo Siljeg 21/03/22 |  | Point | Yes | Parent |  | 1.1.8.2.1 | Fire Detection | RTO | RTO | Pr_75_75_30 | Fire alarm detection devices and control equipment | Pr_75_75_30_64 | Point heat detectors
417 | HTR | ACTIVE | Fan Anti Condensation Heater | No | Mechanical | Mechanical | TRUE | No | No | No | No | Yes | LOI 1 | No | Refer to MEP Systems Sheet | CON | POWER HV | FALSE | Reviewed by Karlo Siljeg 21/03/22 |  | Point | Yes | Child |  | 1.1.7.1 | Tunnel Ventilation | MCo | RTO |  | Need to allocate
418 | HTT | ASSET HIVE ONLY | Hydrant Test |  | Fire | Fire | TRUE | No | No | No | No | No | LOI 1 | No | Refer to MEP Systems Sheet |  | Power LV | FALSE | Added on 20/09/2022 used for testing | Used for Asset Hive | Dummy | Yes | Parent |  | 1.1.8.2.2 | Fire Protection | RTO | RTO
419 | HVB | ACTIVE | High Voltage Switchgear Bay | No | Electrical HV | Electrical | FALSE | No | No | No | Yes | Yes | LOI 3 | Yes | Refer to MEP Systems Sheet | POWER HV | Power HV | FALSE | Reviewed by Karlo Siljeg 21/03/22 |  | Point | Yes | Parent |  | 1.1.9.3 | Station Substation | MCo | RTO | Pr_60_70_36 | High voltage switchgear and transformers
420 | HVC | ACTIVE | High Voltage AC Cable |  | Electrical HV | Electrical | FALSE | Yes | No | Yes | No | Yes | LOI 1 | Yes | Refer to MEP Systems Sheet | POWER HV | Power HV | FALSE | Added By KS on 28/07/2022 | Tray is modelled (with its correct code) not cable | Linear | Yes | Parent |  | 1.1.9.3 | Station Substation | MCo | RTO | Pr_65_70_36 | High-voltage cables
421 | HVD | ACTIVE | High Voltage DC Cable |  | Electrical Traction | Electrical | FALSE | No | No | No | No | Yes | LOI 1 | Yes | Refer to MEP Systems Sheet | TRAC A, TRAC B, DC A, DC B | TRAC A, TRAC B, DC A, DC B | TRUE | Added By KS on 28/07/2022 | Tray is modelled (with its correct code) not cable | Linear | Yes | Parent |  | 1.1.9.2 | Traction Power | RTO | RTO | Pr_65_70_36 | High-voltage cables
422 | HVS | ACTIVE | High Voltage Switchboard | No | Electrical HV | Electrical | FALSE | Yes | No | Yes | Yes | Yes | LOI 3 | Yes | Refer to MEP Systems Sheet | POWER HV | Power HV | FALSE | Reviewed by Karlo Siljeg 21/03/22 |  | Point | Yes | Parent |  | 1.1.9.3 | Station Substation | MCo | RTO | Pr_60_70_36 | High voltage switchgear and transformers | Pr_60_70_36_53 | High voltage modular switchboards
423 | HWH | ACTIVE | Hot Water Heater (Electric/Gas) | Yes | Hydraulic | Mechanical, Hydraulic | FALSE | Yes | No | Yes | Yes | Yes | LOI 3 | No | Refer to MEP Systems Sheet | DHW | DHW | TRUE | Reviewed by Karlo Siljeg 21/03/22 |  | Point | Yes | Parent |  | 1.1.3.2 | Hydraulic System | MCo | RTO | Pr_60_60_08 | Boilers
424 | HWI | ACTIVE | Hot Water Isolation Valve | Yes | Hydraulic | Hydraulic | TRUE | No | No | No | Yes | Yes | LOI 3 | No | Refer to MEP Systems Sheet | DHW | DHW | TRUE | Reviewed by Karlo Siljeg 21/03/22 |  | Point | Yes | Child |  | 1.1.3.2 | Hydraulic System | MCo | RTO | Pr_65_54_94 | Water supply valves
425 | HWP | ACTIVE | Hot Water Circulation pump | Yes | Hydraulic | Hydraulic | TRUE | Yes | No | Yes | Yes | Yes | LOI 3 | Yes | Refer to MEP Systems Sheet | HHR | HHR | TRUE | Reviewed by Karlo Siljeg 21/03/22 |  | Point | Yes | Child |  | 1.1.3.2 | Hydraulic System | MCo | RTO | Pr_65_53_86 | Supply and exhaust pumps | Pr_65_53_86_12 | Centrifugal pumps
426 | HWU | ACTIVE | Hot Water Unit | No | Hydraulic | Hydraulic | TRUE | Yes | No | Yes | Yes | Yes | LOI 3 | Yes | Refer to MEP Systems Sheet | DHW | DHW | TRUE | Reviewed by Karlo Siljeg 21/03/22 |  | Point | Yes | Parent |  | 1.1.3.2 | Hydraulic System | MCo | RTO | Pr_60_50_20 | Cylinders and buffer vessels | Pr_60_50_20_21 | Direct hot water storage cylinders
427 | IBV | ACTIVE | Isolation - Butterfly Valve | Yes | Fire | Fire | TRUE | Yes | No | No | Yes | Yes | LOI 3 | No | Refer to MEP Systems Sheet | FTH, FHS, GSU | FTH, FHS, GSU | TRUE | Reviewed by Karlo Siljeg 21/03/22 |  | Point | Yes | Parent |  | 1.1.8.2.2 | Fire Protection | RTO | RTO | Pr_65_54_95 | Water services valves | Pr_65_54_95_08 | Butterfly valves
428 | IDF | ACTIVE | Intermediate Distribution Frame | No | Telecommunication | Electrical | FALSE | No | No | No | No | Yes | LOI 1 | No | Refer to MEP Systems Sheet | CONT | Telecommunication Equipment | FALSE | Reviewed by Karlo Siljeg 21/03/22 |  | Point | Yes | Parent |  | 1.1.5 | ICT/OCS | Unallocated | Unallocated | Pr_80_77_27 | Equipment boards, racks and supports | Pr_80_77_27_42 | IT and telecommunications equipment racks
429 | IGP | ASSET HIVE ONLY | In-ground stormwater/sewer/tradewaste |  | Hydraulic | Hydraulic | TRUE | No | No | No | No | No | LOI 1 | No | Refer to MEP Systems Sheet |  | POWER HV | FALSE | Added by Karlo Siljeg on 3/08/2022 | Used for Asset Hive | Dummy | Yes | Parent |  | 1.4.1.8 | Drains | RTO | RTO
430 | INJ | ACTIVE | Injector |  | Telecommunication | Electrical | FALSE | No | No | No | No | Yes | LOI 1 | No | Refer to MEP Systems Sheet | CONT | Telecommunication Equipment | FALSE | Reviewed by KS on 28/06/2022 |  | Point | Yes | Parent |  | 1.1.5 | ICT/OCS | Unallocated | Unallocated |  | Need to allocate
431 | IOT | ACTIVE | Internal Operations Telephone | No | Telecommunication | Electrical | FALSE | No | No | No | No | Yes | LOI 1 | No | Refer to MEP Systems Sheet | CONT | Telecommunication Equipment | FALSE | Reviewed by Karlo Siljeg 21/03/22 |  | Point | Yes | Parent |  | 1.1.5 | ICT/OCS | Unallocated | Unallocated | Pr_70_75_88 | Telecoms equipment | Pr_70_75_88_89 | Telephone operator consoles
432 | ISO | ACTIVE | Isolator LV | Yes | Instrumentation & Control | Electrical | FALSE | No | No | Yes | Yes | Yes | LOI 3 | No | Refer to MEP Systems Sheet | CONT | Controls | FALSE | Reviewed by Karlo Siljeg 21/03/22 |  | Point | Yes | Child |  | 1.1.8 | Control Systems | Unallocated | Unallocated | Pr_65_72_27 | Electrical protective devices | Pr_65_72_27_42 | Isolation transformers
433 | ITD | ACTIVE | Intake Damper | Yes | Mechanical | Mechanical | TRUE | No | No | No | Yes | Yes | LOI 3 | No | Refer to MEP Systems Sheet | SPA, OSA, TFA |  | FALSE | Reviewed by Karlo Siljeg 21/03/22 |  | Point | Yes | Child |  | 1.1.3.3 | Mechanical Systems | MCo | RTO | Pr_65_65_24 | Duct dampers
434 | IVM | ACTIVE | Isolation Valve - Monitored | Yes | Fire | Fire | TRUE | Yes | No | Yes | Yes | Yes | LOI 3 | No | Refer to MEP Systems Sheet | FTH, FHS, GSU | FTH, FHS, GSU | TRUE | Reviewed by Karlo Siljeg 21/03/22 |  | Point | Yes | Parent |  | 1.1.8.2.2 | Fire Protection | RTO | RTO | Pr_65_54_95 | Water services valves | Pr_65_54_95_08 | Butterfly valves
435 | IVS | ACTIVE | Isolation Valve - Solenoid | Yes | Fire | Fire | TRUE | No | No | No | Yes | Yes | LOI 3 | No | Refer to MEP Systems Sheet | FTH, FHS, GSU | FTH, FHS, GSU | TRUE | Reviewed by Karlo Siljeg 21/03/22 |  | Point | Yes | Parent |  | 1.1.8.2.2 | Fire Protection | RTO | RTO | Pr_65_54_30 | Fire fighting valves and devices | Pr_65_54_30_22 | Deluge valves
436 | JBX | ACTIVE | Junction Box | Yes | Electrical LV | Electrical | FALSE | Yes | No | Yes | Yes | Yes | LOI 3 | No | Refer to MEP Systems Sheet | Power LV | Power LV | TRUE | Reviewed by Karlo Siljeg 21/03/22 |  | Point | Yes | Parent |  | 1.1.9.3.1 | LV Power | MCo | RTO | Pr_80_77_28 | Equipment enclosures, cabinets, boxes and housings | Pr_80_77_28_08 | Cable junction boxes
437 | JFN | ACTIVE | Jet Fan | Yes | Tunnel Ventilation System | Mechanical | FALSE | No | No | No | Yes | Yes | LOI 3 | Yes | Refer to MEP Systems Sheet | OTE | TVS | FALSE | Reviewed by Karlo Siljeg 21/03/22 |  | Point | Yes | Parent |  | 1.1.7.1 | Tunnel Ventilation | MCo | RTO | Pr_65_67_29 | Fans | Pr_65_67_29_44 | Jet fans
438 | JMX | ACTIVE | Power Monitor | No | Instrumentation & Control | Instrumentation & Control | TRUE | No | No | No | No | Yes | LOI 1 | No | Refer to MEP Systems Sheet | CONT | Controls | FALSE | Reviewed by Karlo Siljeg 21/03/22 |  | Point | Yes | Parent |  | 1.1.8 | Control Systems | Unallocated | Unallocated | Pr_75_75_15 | Computers and peripherals | Pr_75_75_15_24 | Display screen monitors
439 | KEF | ACTIVE | Kitchen Exhaust Fan | No | Mechanical | Mechanical | TRUE | Yes | No | Yes | Yes | Yes | LOI 3 | No | Refer to MEP Systems Sheet | KTE | KTE | TRUE | Reviewed by Karlo Siljeg 21/03/22 |  | Point | Yes | Parent |  | 1.1.3.3.2 | MVAC | MCo | RTO | Pr_65_67_29 | Fans | Pr_65_67_29_05 | Axial flow fans
440 | KOS | ACTIVE | Key Override Sensor |  | Telecommunication | Electrical | FALSE | No | No | No | No | Yes | LOI 1 | No | Refer to MEP Systems Sheet | CONT | Telecommunication Equipment | FALSE | Reviewed by KS on 28/06/2022 |  | Point | Yes | Parent |  | 1.1.5 | ICT/OCS | Unallocated | Unallocated |  | Need to allocate
441 | KWH | ACTIVE | Kilowatt Hour Meter | No | Electrical LV | Electrical | FALSE | No | No | No | No | Yes | LOI 1 | No | Refer to MEP Systems Sheet | Power LV | Power LV | TRUE | Reviewed by Karlo Siljeg 21/03/22 |  | Point | Yes | Child |  | 1.1.8.1 | Building Management System | MCo | RTO/MCo | Pr_80_51_51 | Metering and test products | Pr_80_51_51_28 | Energy meters
442 | LAD | ASSET HIVE ONLY | Cable Tray-Ladder and Supports | No | Electrical (Common) | Electrical | FALSE | No | No | No | No | No | LOI 1 | No | Refer to MEP Systems Sheet | Power LV | Power LV | TRUE | Added by Karlo Siljeg on 3/08/2022 | Used for Asset Hive | Dummy | Yes | Parent |  | 1.1.9.3.1 | LV Power | MCo | RTO
443 | LAR | ACTIVE | Lightning Arrestor | Yes | Earthing | Electrical | FALSE | No | No | No | No | Yes | LOI 1 | No | Refer to MEP Systems Sheet | Earthing | Earthing and Bonding | FALSE | Reviewed by Karlo Siljeg 21/03/22 |  | Point | Yes | Parent |  | 1.1.9.5 | Earthing And Bonding | RTO | RTO | Pr_65_70_46 | Lightning protection and earthing components | Pr_65_70_46_15 | Copper solid circular lightning conductors
444 | LBI | ACTIVE | Live Bus Indicator | Yes | Electrical Traction | Electrical | FALSE | No | No | No | Yes | Yes | LOI 3 | No | Refer to MEP Systems Sheet | TRAC A, TRAC B, DC A, DC B | TRAC A, TRAC B, DC A, DC B | TRUE | Reviewed by Karlo Siljeg 21/03/22 |  | Point | Yes | Parent |  | 1.1.9.2.1 | Traction Substation | RTO | RTO | Pr_70_75_94 | Visual and audible indicators
445 | LBT | ACTIVE | Low Voltage Bus Tie | Yes | Electrical LV | Electrical | FALSE | No | No | No | No | Yes | LOI 1 | No | Refer to MEP Systems Sheet | Power LV | Power LV | TRUE | Reviewed by Karlo Siljeg 21/03/22 |  | Point | Yes | Parent |  | 1.1.9.3.1 | LV Power | MCo | RTO | Pr_60_70_48 | Low voltage switchgear | Pr_60_70_48_48 | Low voltage switches
446 | LCC | ACTIVE | Lift Control Cabinet | Yes | Instrumentation & Control | Instrumentation & Control | TRUE | Yes | No | No | Yes | Yes | LOI 3 | Yes | Refer to MEP Systems Sheet | CONT | Controls | FALSE | Reviewed by Karlo Siljeg 21/03/22 |  | Point | Yes | Parent |  | 1.1.3.1 | Vertical Transport | MCo | RTO | Pr_75_50_18 | Controllers and control panels | Pr_75_50_18_17 | Control panels
447 | LCL | ACTIVE | Light Duty Cable Ladder | Yes | Electrical (Common) | Electrical | FALSE | No | No | No | Yes | Yes | LOI 3 | No | Refer to MEP Systems Sheet | Unassigned | Unassigned | TRUE | Reviewed by Karlo Siljeg 21/03/22 |  | Linear | Yes | Parent |  | 1.1.9.3.1 | LV Power | MCo | RTO | Pr_65_70_11 | Cable management | Pr_65_70_11_14 | Cable ladders
448 | LCP | ACTIVE | Lighting Control Panel | Yes | Electrical LV | Electrical | FALSE | Yes | No | Yes | Yes | Yes | LOI 3 | Yes | Refer to MEP Systems Sheet | Power LV | Power LV | TRUE | Reviewed by Karlo Siljeg 21/03/22 |  | Point | Yes | Parent |  | 1.1.6.2 | Station (Lighting) | MCo | RTO | Pr_75_50_18 | Controllers and control panels | Pr_75_50_18_17 | Control panels
449 | LCS | ACTIVE | Local Control Station | Yes | Fire | Fire | TRUE | Yes | No | Yes | Yes | Yes | LOI 3 | Yes | Refer to MEP Systems Sheet | FTH, FHS, GSU | FTH, FHS, GSU | TRUE | Reviewed by Karlo Siljeg 21/03/22 | Added in the Asset Master Register 6/06/2022 | Point | Yes | Parent |  | 1.1.8.2.2 | Fire Protection | RTO | RTO | Pr_75_75_30 | Fire alarm detection devices and control equipment | Pr_75_75_30_29 | Fire alarm panels
450 | LCT | ACTIVE | Lighting Circuit |  | Electrical LV | Electrical | FALSE | No | No | Yes | No | Yes | LOI 1 | No | Refer to MEP Systems Sheet | Power LV | Power LV | TRUE | Reviewed by KS on 28/06/2022 |  | Point | Yes | Parent |  | 1.1.6.2 | Station (Lighting) | MCo | RTO |  | Need to allocate
451 | LDB | ACTIVE | Lighting Distribution Board | Yes | Electrical LV | Electrical | FALSE | No | No | No | Yes | Yes | LOI 3 | Yes | Refer to MEP Systems Sheet | Power LV | Power LV | TRUE | Reviewed by KS on 06/06/2022 | Added in the Asset Master Register 6/06/2022 | Point | Yes | Parent |  | 1.1.6.2 | Station (Lighting) | MCo | RTO | Pr_60_70_22 | Distribution boxes and switchboards | Pr_60_70_22_46 | Lighting distribution boxes
452 | LEB | ACTIVE | Low Voltage Room Earth Bar | Yes | Earthing | Electrical | FALSE | Yes | No | Yes | Yes | Yes | LOI 3 | No | Refer to MEP Systems Sheet | Earthing | Earthing and Bonding | FALSE | Reviewed by KS on 06/06/2022 | Added in the Asset Master Register 6/06/2022 | Point | Yes | Parent |  | 1.1.9.5 | Earthing And Bonding | RTO | RTO | Pr_65_70_46 | Lightning protection and earthing components | Pr_65_70_46_24 | Earth bars
453 | LEP | ACTIVE | Low Voltage Electrical Pit | Yes | Electrical LV | Electrical | FALSE | Yes | No | Yes | Yes | Yes | LOI 3 | No | Refer to MEP Systems Sheet | Power LV | Power LV | TRUE | Reviewed by KS on 06/06/2022 | Added in the Asset Master Register 6/06/2022 | Point | Yes | Parent |  | 1.1.9.3.1 | LV Power | MCo | RTO | Pr_80_77_28 | Equipment enclosures, cabinets, boxes and housings
454 | LFT | ACTIVE | Lift | Yes | Vertical Transport | Mechanical | FALSE | Yes | No | Yes | Yes | Yes | LOI 3 | Yes | Refer to MEP Systems Sheet | VT | Vertical Transport | FALSE | Reviewed by KS on 06/06/2022 | Added in the Asset Master Register 6/06/2022 | Point | Yes | Parent |  | 1.1.3.1 | Vertical Transport | MCo | RTO | Pr_65_80 | Transport distribution products
455 | LGO | ACTIVE | FOH Lockable General Purpose Outlet | Yes | Electrical LV | Electrical | FALSE | No | No | No | Yes | Yes | LOI 3 | No | Refer to MEP Systems Sheet | Power LV | Power LV | TRUE | Reviewed by KS on 06/06/2022 | Added in the Asset Master Register 6/06/2022 | Point | Yes | Parent |  | 1.1.9.3.1 | LV Power | MCo | RTO | Pr_65_72_97 | Wiring accessories | Pr_65_72_97_82 | Specialist socket outlets
456 | LGS | ACTIVE | Light Switch |  | Electrical LV | Electrical | FALSE | Yes | No | Yes | Yes | Yes | LOI 3 | No | Refer to MEP Systems Sheet | Power LV | Power LV | TRUE | Reviewed by KS on 28/06/2022 |  | Point | Yes | Parent |  | 1.1.6.2 | Station (Lighting) | MCo | RTO | Pr_65_72_97 | Wiring accessories | Pr_65_72_97_46 | Light switches
457 | LGT | ACTIVE | Lighting Equipment |  | Electrical LV | Electrical | FALSE | No | No | No | No | Yes | LOI 1 | No | Refer to MEP Systems Sheet | Power LV | Power LV | TRUE | Added by Karlo Siljeg on 3/08/2022 |  | Point | Yes | Parent |  | 1.1.9.3.1 | LV Power | MCo | RTO | Pr_70_70_48 | Luminaires, lighting track and lighting accessories
458 | LGW | ACTIVE | Lighting Gateway | Yes | Electrical LV | Electrical | FALSE | No | No | No | No | Yes | LOI 1 | Yes | Refer to MEP Systems Sheet | Power LV | Power LV | TRUE | Reviewed by KS on 06/06/2022 | Added in the Asset Master Register 6/06/2022 | Point | Yes | Child |  | 1.1.6.2 | Station (Lighting) | MCo | RTO | Pr_70_70_47 | Lighting controls and lighting distribution products | Pr_70_70_47_12 | Centralized lighting controllers
459 | LJB | ACTIVE | Low Voltage Junction Box | Yes | Electrical LV | Electrical | FALSE | Yes | No | Yes | Yes | Yes | LOI 3 | No | Refer to MEP Systems Sheet | Power LV | Power LV | TRUE | Reviewed by KS on 06/06/2022 |  | Point | Yes | Parent |  | 1.1.9.3.1 | LV Power | MCo | RTO | Pr_80_77_28 | Equipment enclosures, cabinets, boxes and housings | Pr_80_77_28_08 | Cable junction boxes
460 | LMP | ACTIVE | LV Marshalling Panel | Yes | Instrumentation & Control | Instrumentation & Control | TRUE | No | No | No | Yes | Yes | LOI 3 | Yes | Refer to MEP Systems Sheet | CONT | Controls | FALSE | Reviewed by KS on 06/06/2022 | Added in the Asset Master Register 6/06/2022 | Point | Yes | Parent |  | 1.1.8 | Control Systems | Unallocated | Unallocated | Pr_75_50_18 | Controllers and control panels | Pr_75_50_18_17 | Control panels
461 | LNB | ACTIVE | Low Voltage Room Neutral Bar | Yes | Earthing | Electrical | FALSE | Yes | No | Yes | Yes | Yes | LOI 3 | No | Refer to MEP Systems Sheet | Earthing | Earthing and Bonding | FALSE | Reviewed by KS on 06/06/2022 | Added in the Asset Master Register 6/06/2022 | Point | Yes | Parent |  | 1.1.9.5 | Earthing And Bonding | RTO | RTO | Pr_65_70_46 | Lightning protection and earthing components | Pr_65_70_46_24 | Earth bars
462 | LPD | ACTIVE | Light and Power Distribution Board | Yes | Electrical LV | Electrical | FALSE | No | No | No | Yes | Yes | LOI 3 | Yes | Refer to MEP Systems Sheet | Power LV | Power LV | TRUE | Reviewed by KS on 06/06/2022 | Added in the Asset Master Register 6/06/2022 | Point | Yes | Parent |  | 1.1.9.3.1 | LV Power | MCo | RTO | Pr_60_70_22 | Distribution boxes and switchboards | Pr_60_70_22_46 | Lighting distribution boxes
463 | LPM | ACTIVE | Power Monitor (400V) | Yes | Instrumentation & Control | Instrumentation & Control | TRUE | No | No | No | No | Yes | LOI 1 | No | Refer to MEP Systems Sheet | CONT | Controls | FALSE | Reviewed by Karlo Siljeg 21/03/22 |  | Point | Yes | Parent |  | 1.1.8 | Control Systems | Unallocated | Unallocated | Pr_75_75_15 | Computers and peripherals | Pr_75_75_15_24 | Display screen monitors
464 | LPP | ACTIVE | Lift Power Panel | Yes | Mechanical | Mechanical | TRUE | No | No | No | Yes | Yes | LOI 3 | No | Refer to MEP Systems Sheet | Unassigned |  | FALSE | Reviewed by Karlo Siljeg 21/03/22 |  | Point | Yes | Parent |  | 1.1.8.1 | Building Management System | MCo | RTO/MCo | Pr_60_70_22 | Distribution boxes and switchboards | Pr_60_70_22_22 | Distribution boards
465 | LPS | ACTIVE | Lightening Protection Spire | Yes | Earthing | Electrical | FALSE | No | No | No | No | Yes | LOI 1 | No | Refer to MEP Systems Sheet | Earthing | Earthing and Bonding | FALSE | Reviewed by Karlo Siljeg 21/03/22 |  | Point | Yes | Parent |  | 1.1.9.5 | Earthing And Bonding | RTO | RTO | Pr_65_70_46 | Lightning protection and earthing components | Pr_65_70_46_27 | Earth rods
466 | LQF | ACTIVE | Low Voltage Circuit breaker, 400V, feeder | Yes | Electrical LV | Electrical | FALSE | No | No | No | No | Yes | LOI 1 | No | Refer to MEP Systems Sheet | Power LV | Power LV | TRUE | Reviewed by Karlo Siljeg 21/03/22 |  | Point | Yes | Child |  | 1.1.9.3.1 | LV Power | MCo | RTO | Pr_65_72_27 | Electrical protective devices | Pr_65_72_27_02 | Air circuit breakers
467 | LQI | ACTIVE | Low Voltage Circuit breaker, 400V, incomer | No | Electrical LV | Electrical | FALSE | No | No | No | No | Yes | LOI 1 | No | Refer to MEP Systems Sheet | Power LV | Power LV | TRUE | Reviewed by Karlo Siljeg 21/03/22 |  | Point | Yes | Child |  | 1.1.9.3.1 | LV Power | MCo | RTO | Pr_65_72_27 | Electrical protective devices | Pr_65_72_27_02 | Air circuit breakers
468 | LRF | ACTIVE | Local/Remote Selector Switch |  | Instrumentation & Control | Instrumentation & Control | TRUE | No | No | No | No | Yes | LOI 1 | No | Refer to MEP Systems Sheet | CONT | Controls | FALSE | Reviewed by KS on 28/06/2022 |  | Point | Yes | Parent |  | 1.1.8 | Control Systems | Unallocated | Unallocated | Pr_60_70_48 | Low-voltage switchgear | Pr_60_70_48_88
469 | LRS | ACTIVE | Device Level Ring Switch (ETAP) | No | Telecommunication | Electrical | FALSE | No | No | No | Yes | Yes | LOI 3 | No | Refer to MEP Systems Sheet | CONT | Telecommunication Equipment | FALSE | Reviewed by Karlo Siljeg 21/03/22 | Added in the Asset Master Register 6/06/2022 | Point | Yes | Parent |  | 1.1.5 | ICT/OCS | Unallocated | Unallocated | Pr_70_75_52 | Mesh network products | Pr_70_75_52_56 | Network switches
470 | LSB | ACTIVE | Low Voltage Switchboard | No | Electrical LV | Electrical | FALSE | No | No | No | Yes | Yes | LOI 3 | Yes | Refer to MEP Systems Sheet | Power LV | Power LV | TRUE | Reviewed by Karlo Siljeg 21/03/22 |  | Point | Yes | Parent |  | 1.1.9.3.1 | LV Power | MCo | RTO | Pr_60_70_22 | Distribution boxes and switchboards | Pr_60_70_22_19 | Cubicle switchboards
471 | LSH | ACTIVE | Level Switch High | No | Instrumentation & Control | Instrumentation & Control | TRUE | Yes | No | Yes | Yes | Yes | LOI 3 | No | Refer to MEP Systems Sheet | CONT | Controls | FALSE | Reviewed by Karlo Siljeg 21/03/22 |  | Point | Yes | Child |  | 1.1.3.1 | Vertical Transport | MCo | RTO | Pr_75_50_46 | Liquid level controllers and switches | Pr_75_50_46_46 | Level controls and alarms | LOI Category Updated to suite Model Active Types
472 | LSL | ACTIVE | Level Switch Low | Yes | Instrumentation & Control | Instrumentation & Control | TRUE | Yes | No | Yes | Yes | Yes | LOI 3 | No | Refer to MEP Systems Sheet | CONT | Controls | FALSE | Reviewed by Karlo Siljeg 21/03/22 |  | Point | Yes | Child |  | 1.1.3.1 | Vertical Transport | MCo | RTO | Pr_75_50_46 | Liquid level controllers and switches | Pr_75_50_46_46 | Level controls and alarms | LOI Category Updated to suite Model Active Types
473 | LSW | ACTIVE | Level Switch | No | Instrumentation & Control | Instrumentation & Control | TRUE | No | No | No | No | Yes | LOI 1 | No | Refer to MEP Systems Sheet | CONT | Controls | FALSE | Reviewed by Karlo Siljeg 21/03/22 |  | Point | Yes | Parent |  | 1.1.8 | Control Systems | Unallocated | Unallocated | Pr_75_50_46 | Liquid level controllers and switches | Pr_75_50_46_46 | Level controls and alarms
474 | LSX | ACTIVE | Level Sensor | No | Instrumentation & Control | Instrumentation & Control | TRUE | No | No | No | No | Yes | LOI 1 | No | Refer to MEP Systems Sheet | CONT | Controls | FALSE | Reviewed by Karlo Siljeg 21/03/22 |  | Point | Yes | Child |  | 1.1.8 | Control Systems | Unallocated | Unallocated | Pr_75_50_76 | Sensors and detectors
475 | LVB | ACTIVE | Low Voltage Bus Duct | No | Electrical LV | Electrical | FALSE | Yes | No | Yes | Yes | Yes | LOI 3 | No | Refer to MEP Systems Sheet | Power LV | Power LV | TRUE | Reviewed by Karlo Siljeg 21/03/22 |  | Linear | Yes | Parent |  | 1.1.9.3.1 | LV Power | MCo | RTO | Pr_60_70_48 | Low voltage switchgear | Pr_60_70_48_66 | Power busbar Trunking
476 | LVT | ACTIVE | Level Transmitter | No | Instrumentation & Control | Instrumentation & Control | TRUE | Yes | No | Yes | Yes | Yes | LOI 3 | No | Refer to MEP Systems Sheet | CONT | Controls | FALSE | Reviewed by Karlo Siljeg 21/03/22 |  | Point | Yes | Child |  | 1.1.8 | Control Systems | Unallocated | Unallocated | Pr_75_50_76 | Sensors and detectors | Pr_75_50_76_69 | Proximity sensors and control units | LOI Category Updated to suite Model Active Types
477 | LYT | ACTIVE | Leaky Termination | Yes | Telecommunication | Electrical | FALSE | No | No | No | No | Yes | LOI 1 | No | Refer to MEP Systems Sheet | CONT | Telecommunication Equipment | FALSE | Reviewed by Karlo Siljeg 21/03/22 |  | Point | Yes | Parent |  | 1.1.5 | ICT/OCS | Unallocated | Unallocated | Pr_65_70_15 | Communications cables | Pr_65_70_15_70 | Radio frequency (RF) transmission cables
478 | LZC | ACTIVE | Lighting Zone Controller |  | Electrical LV | Electrical | FALSE | No | No | No | Yes | Yes | LOI 3 | Yes | Refer to MEP Systems Sheet | Power LV | Power LV | TRUE | Reviewed by KS on 28/06/2022 |  | Point | Yes | Parent |  | 1.1.6.2 | Station (Lighting) | MCo | RTO | Pr_70_70_47 | Lighting controls and lighting distribution products | Pr_70_70_47_12 | Centralized lighting controllers
479 | MAD | ACTIVE | MVAC DB | No | Electrical LV | Electrical | FALSE | No | No | No | Yes | Yes | LOI 3 | Yes | Refer to MEP Systems Sheet | Power LV | Power LV | TRUE | Reviewed by Karlo Siljeg 21/03/22 |  | Point | Yes | Parent |  | 1.1.9.3.1 | LV Power | MCo | RTO | Pr_60_70_22 | Distribution boxes and switchboards | Pr_60_70_22_22 | Distribution boards
480 | MAP | RETIRED | Mechanical Access Panel |  | Mechanical | Mechanical | TRUE | No | No | No | No | Yes | LOI 1 | No | Refer to MEP Systems Sheet |  |  | FALSE | Added 27/04/2023 Following Sub Con Input | General elements, Only in Model | Point | No | Parent
481 | MAT | ACTIVE | Mechanical Air Terminal |  | Mechanical | Mechanical | TRUE | No | No | Yes | No | Yes | LOI 1 | No | Refer to MEP Systems Sheet | Varies | Varies | TRUE | Added 27/04/2023 Following Sub Con Input | General elements, Only in Model | Point | No | Parent
482 | MBF | ACTIVE | Mechanical Base-frame |  | Mechanical | Mechanical | TRUE | No | No | Yes | No | Yes | LOI 1 | No | Refer to MEP Systems Sheet | Varies | Varies | TRUE | Added 27/04/2023 Following Sub Con Input | General elements, Only in Model | Point | No | Parent
483 | MCB | ACTIVE | Miniature Circuit Breaker | Yes | Electrical LV | Electrical | FALSE | No | No | No | No | Yes | LOI 1 | No | Refer to MEP Systems Sheet | Power LV | Power LV | TRUE | Reviewed by Karlo Siljeg 21/03/22 |  | Point | Yes | Child |  | 1.1.9.3.1 | LV Power | MCo | RTO | Pr_65_72_27 | Electrical protective devices | Pr_65_72_27_52 | Miniature circuit breakers
484 | MCC | ACTIVE | Motor Control Centre | Yes | Instrumentation & Control | Instrumentation & Control | TRUE | No | No | Yes | Yes | Yes | LOI 3 | Yes | Refer to MEP Systems Sheet | CONT | Controls | FALSE | Reviewed by Karlo Siljeg 21/03/22 |  | Point | Yes | Parent |  | 1.1.8 | Control Systems | Unallocated | Unallocated | Pr_75_51_52 | Motor starters, variable frequency drives and contactors | Pr_75_51_52_02 | Alternating current (a.c.) semiconductor motor controllers and starters
485 | MCD | ACTIVE | Main UPS Coms Distribution Board | Yes | Electrical LV | Electrical | FALSE | No | No | No | Yes | Yes | LOI 3 | Yes | Refer to MEP Systems Sheet | Power LV | Power LV | TRUE | Reviewed by Karlo Siljeg 21/03/22 |  | Point | Yes | Parent |  | 1.1.9.3.1 | LV Power | MCo | RTO | Pr_60_70_22 | Distribution boxes and switchboards | Pr_60_70_22_22 | Distribution boards
486 | MCF | ACTIVE | Media Converter Copper to Fibre | Yes | Communications | Electrical | FALSE | No | No | No | No | Yes | LOI 1 | No | Refer to MEP Systems Sheet | COMMS A, COMMS B | Telecommunication Equipment | FALSE | Reviewed by Karlo Siljeg 21/03/22 |  | Point | Yes | Parent |  | 1.1.5 | ICT/OCS | Unallocated | Unallocated | Pr_75_75_90 | Transmission control products
487 | MCP | ACTIVE | Manual Call Point | Yes | Fire | Fire | TRUE | Yes | No | Yes | Yes | Yes | LOI 3 | No | Refer to MEP Systems Sheet | FTH, FHS, GSU | FTH, FHS, GSU | TRUE | Reviewed by Karlo Siljeg 21/03/22 |  | Point | Yes | Parent |  | 1.1.8.2 | Emergency Management System | RTO | RTO | Pr_75_75_30 | Fire alarm detection devices and control equipment | Pr_75_75_30_50 | Manual call points
488 | MCQ | ACTIVE | Moulded Case Circuit Breaker | Yes | Electrical LV | Electrical | FALSE | No | No | No | No | Yes | LOI 1 | No | Refer to MEP Systems Sheet | Power LV | Power LV | TRUE | Reviewed by Karlo Siljeg 21/03/22 |  | Point | Yes | Child |  | 1.1.9.3.1 | LV Power | MCo | RTO | Pr_65_72_27 | Electrical protective devices | Pr_65_72_27_53 | Moulded case circuit breakers
489 | MCR | ACTIVE | Media Converter |  | Telecommunication | Electrical | FALSE | No | No | No | No | Yes | LOI 1 | No | Refer to MEP Systems Sheet | CONT | Telecommunication Equipment | FALSE | Reviewed by KS on 28/06/2022 |  | Point | Yes | Parent |  | 1.1.5 | ICT/OCS | Unallocated | Unallocated | Pr_75_75_90_65 | Transmission control products | Pr_75_75_90 | Protocol converters
490 | MCS | ACTIVE | Motor Control Switchboard for 400VAC | Yes | Electrical LV | Electrical | FALSE | No | No | No | Yes | Yes | LOI 3 | Yes | Refer to MEP Systems Sheet | Power LV | Power LV | TRUE | Reviewed by Karlo Siljeg 21/03/22 |  | Point | Yes | Parent |  | 1.1.9.3.1 | LV Power | MCo | RTO | Pr_60_70_22 | Distribution boxes and switchboards | Pr_60_70_22_19 | Cubicle switchboards
491 | MCV | ACTIVE | Motorised Control Valve / Pressure Independent Control Valve | Yes | Mechanical | Mechanical, Hydraulic | FALSE | Yes | No | Yes | Yes | Yes | LOI 3 | No | Refer to MEP Systems Sheet | Unassigned | Varies | FALSE | Reviewed by Karlo Siljeg 21/03/22 |  | Point | Yes | Child |  | 1.1.3.2 | Hydraulic System | MCo | RTO | Pr_65_54_95 | Water services valves | Pr_65_54_95_53 | Motorized valves | LOI Category Updated to suite Model Active Types
492 | MDB | ACTIVE | Main Distribution Board | Yes | Electrical LV | Electrical | FALSE | Yes | No | Yes | Yes | Yes | LOI 3 | Yes | Refer to MEP Systems Sheet | Power LV | Power LV | TRUE | Reviewed by Karlo Siljeg 21/03/22 |  | Point | Yes | Parent |  | 1.1.9.3.1 | LV Power | MCo | RTO | Pr_60_70_22 | Distribution boxes and switchboards | Pr_60_70_22_22 | Distribution boards
493 | MDF | ACTIVE | Main Distribution Frame |  | Telecommunication | Electrical | FALSE | No | No | No | Yes | Yes | LOI 3 | Yes | Refer to MEP Systems Sheet | CONT | Telecommunication Equipment | FALSE | Reviewed by KS on 28/06/2022 |  | Point | Yes | Parent |  | 1.1.5 | ICT/OCS | Unallocated | Unallocated | Pr_70_75_88 | Telecoms equipment | Pr_70_75_88_86 | Telephone distribution frames
494 | MDL | ACTIVE | Magnetic Door Lock | Yes | Security Systems | Electrical | FALSE | Yes | No | Yes | No | Yes | LOI 1 | No | Refer to MEP Systems Sheet | SEC | Security System | FALSE | Reviewed by Karlo Siljeg 21/03/22 |  | Point | Yes | Parent |  | 1.1.5.5.4 | Security Control System | RTO | RTO | Pr_75_75_27 | Electronic access control products | Pr_75_75_27_23 | Door status monitoring devices
495 | MDS | ACTIVE | Maintenance Diagnostic Centre Server Rack |  | ATS (EBI Screen) | ATS (EBI Screen) | TRUE | No | No | No | Yes | Yes | LOI 3 | Yes | Refer to MEP Systems Sheet | CONT |  | FALSE | Reviewed by KS on 28/06/2022 |  | Point | Yes | Child |  | 1.1.5 | ICT/OCS | Unallocated | Unallocated | Pr_80_77_27 | Equipment boards, racks and supports | Pr_80_77_27_42 | IT and telecommunications equipment racks
496 | MDW | ACTIVE | Maintenance Diagnostic Centre Workstation |  | ATS (EBI Screen) | ATS (EBI Screen) | TRUE | No | No | No | Yes | Yes | LOI 3 | Yes | Refer to MEP Systems Sheet | CONT |  | FALSE | Reviewed by KS on 28/06/2022 |  | Point | Yes | Parent |  | 1.1.5 | ICT/OCS | Unallocated | Unallocated | Pr_70_75_15 | Computers and peripherals | Pr_70_75_15_24 | Display screen monitors
497 | MEB | ACTIVE | Main Earth Bar | Yes | Earthing | Electrical | FALSE | Yes | No | Yes | Yes | Yes | LOI 3 | No | Refer to MEP Systems Sheet | Earthing | Earthing and Bonding | FALSE | Reviewed by Karlo Siljeg 06/06/2022 | Added in the Asset Master Register 6/06/2022 | Point | Yes | Parent |  | 1.1.9.5 | Earthing And Bonding | RTO | RTO | Pr_65_70_46 | Lightning protection and earthing components | Pr_65_70_46_24 | Earth bars
498 | MEF | ACTIVE | Misc. Exhaust Fan |  | Mechanical | Mechanical | TRUE | Yes | No | Yes | Yes | Yes | LOI 3 | No | Refer to MEP Systems Sheet | EXA | EXA | TRUE | Reviewed by Karlo Siljeg 06/06/2022 |  | Point | Yes | Parent |  | 1.1.3.3 | Mechanical Systems | MCo | RTO | Pr_65_67_29 | Fans | Pr_65_67_29_05 | Axial flow fans
499 | MEN | ACTIVE | Multiple Earth Neutral | Yes | Earthing | Electrical | FALSE | No | No | No | Yes | Yes | LOI 3 | No | Refer to MEP Systems Sheet | Earthing | Earthing and Bonding | FALSE | Reviewed by Karlo Siljeg 21/03/22 |  | Point | Yes | Parent |  | 1.1.9.5 | Earthing And Bonding | RTO | RTO | Pr_65_70_46 | Lightning protection and earthing components | Pr_65_70_46_24 | Earth bars
500 | MEP | ACTIVE | Master Emergency Control Panel | No | Fire | Fire | TRUE | Yes | No | Yes | Yes | Yes | LOI 3 | Yes | Refer to MEP Systems Sheet | FTH, FHS, GSU | FTH, FHS, GSU | TRUE | Reviewed by Karlo Siljeg 21/03/22 |  | Point | Yes | Parent |  | 1.1.8.2 | Emergency Management System | RTO | RTO | Pr_75_75_30 | Fire alarm detection devices and control equipment | Pr_75_75_30_50 | Manual call points
501 | MER | ACTIVE | Mobile Phone Equipment Rack | No | Telecommunication | Electrical | FALSE | No | No | No | Yes | Yes | LOI 3 | Yes | Refer to MEP Systems Sheet | CONT | Telecommunication Equipment | FALSE | Reviewed by Karlo Siljeg 21/03/22 |  | Point | Yes | Parent |  | 1.1.5 | ICT/OCS | Unallocated | Unallocated | Pr_80_77_27 | Equipment boards, racks and supports | Pr_80_77_27_42 | IT and telecommunications equipment racks
502 | MFM | ACTIVE | Multi Function Meter | No | Instrumentation & Control | Instrumentation & Control | TRUE | No | No | No | No | Yes | LOI 1 | No | Refer to MEP Systems Sheet | CONT | Controls | FALSE | Reviewed by Karlo Siljeg 21/03/22 |  | Point | Yes | Child |  | 1.1.8.1 | Building Management System | MCo | RTO/MCo | Pr_80_51_51 | Metering and test products | Pr_80_51_51_28 | Energy meters
503 | MHV | ACTIVE | Motorised Hydrant Main Isolation Valve | Yes | Fire | Fire | TRUE | No | No | No | Yes | Yes | LOI 3 | Yes | Refer to MEP Systems Sheet | FTH, FHS | FTH, FHS | TRUE | Reviewed by Karlo Siljeg 21/03/22 |  | Point | Yes | Parent |  | 1.1.8.2.2 | Fire Protection | RTO | RTO | Pr_65_54_30 | Fire fighting valves and devices | Pr_65_54_30_22 | Deluge valves
504 | MIC | ACTIVE | Mixing Chamber |  | Fire | Fire | TRUE | No | No | No | Yes | Yes | LOI 3 | Yes | Refer to MEP Systems Sheet | FTH, FHS | FTH, FHS | TRUE | Reviewed by KS on 28/06/2022 |  | Point | Yes | Parent |  | 1.1.8.2.2 | Fire Protection | RTO | RTO | Pr_70_55_62 | Phase change outlet products
505 | MJA | ACTIVE | Mobile Phone Junction | Yes | Telecommunication | Electrical | FALSE | No | No | No | No | Yes | LOI 1 | No | Refer to MEP Systems Sheet | CONT | Telecommunication Equipment | FALSE | Reviewed by Karlo Siljeg 21/03/22 |  | Point | Yes | Parent |  | 1.1.9.3.1 | LV Power | MCo | RTO | Pr_70_75_88 | Telecoms equipment | Pr_70_75_88_86 | Telephone distribution frames
506 | MLS | ACTIVE | Mast Mounted Line Isolators | Yes | Electrical Traction | Electrical | FALSE | No | No | No | Yes | Yes | LOI 3 | No | Refer to MEP Systems Sheet | TRAC A, TRAC B, DC A, DC B | TRAC A, TRAC B, DC A, DC B | TRUE | Reviewed by Karlo Siljeg 21/03/22 |  | Point | Yes | Parent |  | 1.1.9.2 | Traction Power | RTO | RTO | Pr_60_70_36 | High voltage switchgear and transformers | Pr_60_70_36_80 | High voltage switch-disconnectors
507 | MLV | ACTIVE | Mechanical Louvre | Mechanical | Mechanical | Mechanical | TRUE | No | No | Yes | No | Yes | LOI 1 | No | Refer to MEP Systems Sheet | Varies | Varies | TRUE | Added 27/04/2023 Following Sub Con Input | General elements, Only in Model | Point | No | Parent
508 | MMU | ACTIVE | Master Unit - Mobile Phone System | Yes | Telecommunication | Electrical | FALSE | No | No | No | Yes | Yes | LOI 3 | Yes | Refer to MEP Systems Sheet | CONT | Telecommunication Equipment | FALSE | Reviewed by Karlo Siljeg 21/03/22 |  | Point | Yes | Parent |  | 1.1.5 | ICT/OCS | Unallocated | Unallocated | Pr_70_75_88 | Telecoms equipment | Pr_70_75_88_83 | Telecommunications system controllers
509 | MNV | ACTIVE | Monitored Valve | Yes | Hydraulic | Hydraulic, Fire | FALSE | Yes | No | Yes | Yes | Yes | LOI 3 | No | Refer to MEP Systems Sheet | OVF, SRM, SDR, SDM, STW, TDW, TDR, TDM, WRM, TRW | OVF, SRM, SDR, SDM, STW, TDW, TDR, TDM, WRM, TRW | TRUE | Reviewed by Karlo Siljeg 21/03/22 |  | Point | Yes | Child |  | 1.1.3.2 | Hydraulic System | MCo | RTO | Pr_65_54_95 | Water services valves
510 | MOD | ACTIVE | Damper Module | Yes | Tunnel Ventilation System | Mechanical | FALSE | No | No | No | Yes | Yes | LOI 3 | Yes | Refer to MEP Systems Sheet | Unassigned | TVS | FALSE | Reviewed by Karlo Siljeg 21/03/22 |  | Point | Yes | Child |  | 1.1.7.1 | Tunnel Ventilation | MCo | RTO | Pr_65_65_24 | Duct dampers | Pr_65_65_24_78 | Shut off dampers
511 | MON | ACTIVE | Monorail | Yes | Mechanical | Mechanical | TRUE | No | No | No | Yes | Yes | LOI 3 | Yes | Refer to MEP Systems Sheet | Unassigned | Unassigned | TRUE | Reviewed by Karlo Siljeg 21/03/22 |  | Point | Yes | Parent |  | 1.4.1.1 | Station | RTO | RTO | Pr_65_80_15 | Cranes and lifting systems | Pr_65_80_15_59 | Overhead travelling cranes
512 | MPE | ACTIVE | Mobile Phone Passive Equipment | Yes | Telecommunication | Electrical | FALSE | No | No | No | No | Yes | LOI 1 | No | Refer to MEP Systems Sheet | CONT | Telecommunication Equipment | FALSE | Reviewed by Karlo Siljeg 21/03/22 |  | Point | Yes | Parent |  | 1.1.5 | ICT/OCS | Unallocated | Unallocated | Pr_70_75_88 | Telecoms equipment | Pr_70_75_88_83 | Telecommunications system controllers
513 | MPO | ACTIVE | Multi-Gang Power Outlets | Yes | Electrical LV | Electrical | FALSE | No | No | No | Yes | Yes | LOI 3 | No | Refer to MEP Systems Sheet | Power LV | Power LV | TRUE | Reviewed by Karlo Siljeg 21/03/22 |  | Point | Yes | Parent |  | 1.1.9.3.1 | LV Power | MCo | RTO | Pr_65_72_97 | Wiring accessories | Pr_65_72_97_52 | Multi-gang power outlets
514 | MPW | ASSET HIVE ONLY | Mechanical Pipework Install |  | Mechanical | Mechanical | TRUE | No | No | No | No | No | LOI 1 | No | Refer to MEP Systems Sheet |  |  | FALSE | Added by Karlo Siljeg on 3/08/2022 | Used for Asset Hive | Dummy | Yes | Parent |  | 1.1.8.1 | Building Management System | MCo | RTO/MCo
515 | MRH | ACTIVE | Monorail Hoist | Yes | Mechanical | Mechanical | TRUE | No | No | No | Yes | Yes | LOI 3 | Yes | Refer to MEP Systems Sheet | Unassigned | Unassigned | TRUE | Reviewed by Karlo Siljeg 21/03/22 |  | Point | Yes | Child |  | 1.4.1.1 | Station | RTO | RTO | Pr_65_80_47 | Lifting platforms and hoists | Pr_65_80_47_47 | Moveable hoists
516 | MSB | ACTIVE | Main Switchboard | Yes | Electrical LV | Electrical | FALSE | Yes | No | Yes | Yes | Yes | LOI 3 | Yes | Refer to MEP Systems Sheet | Power LV | Power LV | TRUE | Reviewed by Karlo Siljeg 21/03/22 |  | Point | Yes | Parent |  | 1.1.9.3.1 | LV Power | MCo | RTO | Pr_60_70_22 | Distribution boxes and switchboards | Pr_60_70_22_19 | Cubicle switchboards
517 | MSC | ACTIVE | Mains and Submains Cable |  | Electrical LV | Electrical | FALSE | No | No | No | No | Yes | LOI 1 | Yes | Refer to MEP Systems Sheet | Power LV | Power LV | TRUE | Reviewed by KS on 26/07/2022 |  | Point | Yes | Parent |  | 1.1.9.3.1 | LV Power | MCo | RTO | Pr_65_70_48 | Low-voltage cables
518 | MSD | ACTIVE | 360° motion sensor detector |  | Security Systems | Electrical | FALSE | Yes | No | Yes | Yes | Yes | LOI 3 | No | Refer to MEP Systems Sheet | LSYS | Lighting System, Security System | FALSE | Reviewed by KS on 28/06/2022 |  | Point | Yes | Parent |  | 1.1.5.5.4 | Security Control System | RTO | RTO | Pr_75_50_76 | Sensors and detectors | Pr_75_50_76_59 | Passive infrared (PIR) sensors
519 | MSM | ACTIVE | Mechanical Spring Mount |  | Mechanical | Mechanical | TRUE | No | No | Yes | No | Yes | LOI 1 | No | Refer to MEP Systems Sheet | Varies | Varies | TRUE | Added 27/04/2023 Following Sub Con Input | General elements, Only in Model | Point | No | Parent
520 | MSS | ACTIVE | Mechanical Services Switchboard | Yes | Electrical LV | Electrical | FALSE | No | No | Yes | Yes | Yes | LOI 3 | Yes | Refer to MEP Systems Sheet | Power LV | Power LV | TRUE | Reviewed by Karlo Siljeg 21/03/22 |  | Point | Yes | Parent |  | 1.1.9.3.1 | LV Power | MCo | RTO | Pr_60_70_22 | Distribution boxes and switchboards | Pr_60_70_22_19 | Cubicle switchboards
521 | MTS | ACTIVE | Manual Transfer Switch | Yes | Electrical LV | Electrical | FALSE | No | No | No | No | Yes | LOI 1 | No | Refer to MEP Systems Sheet | Power LV | Power LV | TRUE | Reviewed by Karlo Siljeg 21/03/22 |  | Point | Yes | Child |  | 1.1.9.3.1 | LV Power | MCo | RTO | Pr_60_70_48 | Low voltage switchgear | Pr_60_70_48_11 | Changeover switches
522 | MUS | ACTIVE | Map Upload Server Rack |  | ATS (EBI Screen) | ATS (EBI Screen) | TRUE | No | No | No | Yes | Yes | LOI 3 | Yes | Refer to MEP Systems Sheet | CONT |  | FALSE | Reviewed by KS on 28/06/2022 |  | Point | Yes | Child |  | 1.1.5 | ICT/OCS | Unallocated | Unallocated | Pr_80_77_27 | Equipment boards, racks and supports | Pr_80_77_27_42 | IT and telecommunications equipment racks
523 | MUW | ACTIVE | Map Upload Workstation |  | Wayside CBTC | Wayside CBTC | TRUE | No | No | No | Yes | Yes | LOI 3 | Yes | Refer to MEP Systems Sheet | CONT |  | FALSE | Reviewed by KS on 28/06/2022 |  | Point | Yes | Parent |  | 1.1.5 | ICT/OCS | Unallocated | Unallocated | Pr_70_75_15 | Computers and peripherals | Pr_70_75_15_24 | Display screen monitors
524 | MVD | ACTIVE | Motorised Damper | Yes | Mechanical | Mechanical | TRUE | Yes | No | Yes | Yes | Yes | LOI 3 | No | Refer to MEP Systems Sheet | SPA, OSA, TFA | SPA, OSA, TFA | TRUE | Reviewed by Karlo Siljeg 21/03/22 |  | Point | Yes | Child |  | 1.1.3.3.2 | MVAC | MCo | RTO | Pr_65_65_24 | Duct dampers
525 | MYP | ACTIVE | MYKI Panel | Yes | Telecommunication | Electrical | FALSE | No | No | No | Yes | Yes | LOI 3 | Yes | Refer to MEP Systems Sheet | MYKI COMMS | Telecommunication Equipment | FALSE | Reviewed by Karlo Siljeg 21/03/22 |  | Point | Yes | Parent |  | 1.1.9.3.1 | LV Power | MCo | RTO | Pr_70_75_88 | Telecoms equipment | Pr_70_75_88_83 | Telecommunications system controllers
526 | MYR | ACTIVE | MYKI Rack |  | Telecommunication | Electrical | FALSE | No | No | No | Yes | Yes | LOI 3 | Yes | Refer to MEP Systems Sheet | MYKI COMMS | Telecommunication Equipment | FALSE | Reviewed by KS on 28/06/2022 |  | Point | Yes | Parent |  | 1.1.5 | ICT/OCS | Unallocated | Unallocated | Pr_80_77_27 | Equipment boards, racks and supports | Pr_80_77_27_42 | IT and telecommunications equipment racks
527 | NAC | ACTIVE | Network Access Controller |  | Telecommunication | Electrical | FALSE | No | No | No | Yes | Yes | LOI 3 | Yes | Refer to MEP Systems Sheet | CONT | Telecommunication Equipment | FALSE | Reviewed by KS on 28/06/2022 |  | Point | Yes | Parent |  | 1.1.5 | ICT/OCS | Unallocated | Unallocated |  | Need to allocate
528 | NAG | ASSET HIVE ONLY | Natural Gas Installation |  | Hydraulic | Hydraulic | TRUE | No | No | No | No | No | LOI 1 | No | Refer to MEP Systems Sheet |  |  | FALSE | Added by Karlo Siljeg on 3/08/2022 | Used for Asset Hive | Dummy | Yes | Parent |  | 1.1.1.4 | Utilities Infrastructure | MCo | RTO
529 | NAS | ACTIVE | Network Access Switch | No | Instrumentation & Control | Instrumentation & Control | TRUE | No | No | No | Yes | Yes | LOI 3 | Yes | Refer to MEP Systems Sheet | CONT | Controls | FALSE | Reviewed by Karlo Siljeg 21/03/22 | Added in the Asset Master Register 6/06/2022 | Point | Yes | Parent |  | 1.1.8 | Control Systems | Unallocated | Unallocated | Pr_70_75_52 | Mesh network products | Pr_70_75_52_56 | Network switches
530 | NBR | ACTIVE | Negative Bar | Yes | Electrical Traction | Electrical | FALSE | Yes | No | Yes | Yes | Yes | LOI 3 | No | Refer to MEP Systems Sheet | TRAC A, TRAC B, DC A, DC B | TRAC A, TRAC B, DC A, DC B | TRUE | Reviewed by Karlo Siljeg 21/03/22 |  | Point | Yes | Parent |  | 1.1.9.2 | Traction Power | RTO | RTO | Pr_60_70_36 | High voltage switchgear and transformers
531 | NCH | ASSET HIVE ONLY | Non-portable Cold/Hot Water Services |  | Hydraulic | Hydraulic | TRUE | No | No | No | No | No | LOI 1 | No | Refer to MEP Systems Sheet |  |  | FALSE | Added by Karlo Siljeg on 3/08/2022 | Used for Asset Hive | Dummy | Yes | Parent |  | 1.1.3.2 | Hydraulic System | MCo | RTO |  | Need to allocate
532 | NDB | ACTIVE | Non-Essential Distribution Board | No | Electrical LV | Electrical | FALSE | Yes | No | Yes | Yes | Yes | LOI 3 | Yes | Refer to MEP Systems Sheet | Power LV | Power LV | TRUE | Reviewed by Karlo Siljeg 21/03/22 |  | Point | Yes | Parent |  | 1.1.9.3.1 | LV Power | MCo | RTO | Pr_60_70_22 | Distribution boxes and switchboards | Pr_60_70_22_22 | Distribution boards
533 | NEB | ACTIVE | Non-Essential Bus Duct | Yes | Electrical LV | Electrical | FALSE | No | No | No | Yes | Yes | LOI 3 | Yes | Refer to MEP Systems Sheet | Power LV | Power LV | TRUE | Reviewed by Karlo Siljeg 21/03/22 |  | Linear | Yes | Parent |  | 1.1.9.3.1 | LV Power | MCo | RTO | Pr_60_70_48 | Low voltage switchgear | Pr_60_70_48_66 | Power busbar Trunking
534 | NER | ACTIVE | Neutral Earthing Resistor | Yes | Earthing | Electrical | FALSE | Yes | No | Yes | Yes | Yes | LOI 3 | No | Refer to MEP Systems Sheet | Earthing | Earthing and Bonding | FALSE | Reviewed by Karlo Siljeg 21/03/22 | Added in the Asset Master Register 6/06/2022 | Point | Yes | Parent |  | 1.1.9.5 | Earthing And Bonding | RTO | RTO | Pr_65_70_46 | Lightning protection and earthing components | Pr_60_70_36_56 | High-voltage neutral earth resistor panels
535 | NMS | ACTIVE | Non-Essential Mechanical Switchboard | Yes | Mechanical | Electrical | FALSE | Yes | No | Yes | Yes | Yes | LOI 3 | Yes | Refer to MEP Systems Sheet | EXA, OSA, RTA, SPA, STP, BUX, OTE, REA, TFA, CEX | EXA, OSA, RTA, SPA, STP, BUX, OTE, REA, TFA, CEX | TRUE | Reviewed by Karlo Siljeg 21/03/22 |  | Point | Yes | Parent |  | 1.1.9.3.1 | LV Power | MCo | RTO | Pr_60_70_22 | Distribution boxes and switchboards | Pr_60_70_22_19 | Cubicle switchboards
536 | NOP | ACTIVE | Norming Point |  | Wayside CBTC | Wayside CBTC | TRUE | No | No | No | No | Yes | LOI 1 | No | Refer to MEP Systems Sheet | Unassigned |  | FALSE | Reviewed by KS on 28/06/2022 |  | Point | Yes | Parent |  | 1.1.5 | ICT/OCS | Unallocated | Unallocated |  | Need to allocate
537 | NPP | ACTIVE | MTP Patch Panel |  | Electrical (Common) | Electrical | FALSE | No | No | No | No | Yes | LOI 1 | No | Refer to MEP Systems Sheet |  |  | TRUE | Added 19/04/2023 following AMR review |  | Point | Yes
538 | NPR | ACTIVE | Negative Pillar | Yes | Electrical Traction | Electrical | FALSE | No | No | No | Yes | Yes | LOI 3 | No | Refer to MEP Systems Sheet | TRAC A, TRAC B, DC A, DC B | TRAC A, TRAC B, DC A, DC B | TRUE | Reviewed by Karlo Siljeg 21/03/22 |  | Point | Yes | Parent |  | 1.1.9.2 | Traction Power | RTO | RTO | Pr_60_70_36 | High voltage switchgear and transformers
539 | NRD | ACTIVE | Non-Return Damper | Yes | Mechanical | Mechanical | TRUE | Yes | No | Yes | Yes | Yes | LOI 3 | No | Refer to MEP Systems Sheet | EXA, OSA, SPA, STP, OTE, REA, TFA, CEX | EXA, OSA, SPA, STP, OTE, REA, TFA, CEX | TRUE | Reviewed by Karlo Siljeg 21/03/22 |  | Point | Yes | Child |  | 1.1.3.3.2 | MVAC | MCo | RTO | Pr_65_65_24 | Duct dampers | Pr_65_65_24_56 | Non-return dampers
540 | NVR | ACTIVE | Network Video Recorder | Yes | Telecommunication | Electrical | FALSE | No | No | No | Yes | Yes | LOI 3 | Yes | Refer to MEP Systems Sheet | CONT | Telecommunication Equipment | FALSE | Reviewed by Karlo Siljeg 21/03/22 |  | Point | Yes | Parent |  | 1.1.5 | ICT/OCS | Unallocated | Unallocated | Pr_60_75_03 | Audio and video players and recorders | Pr_60_75_03_56 | Network video recorders
541 | NZD | ACTIVE | Nozzle Damper | Yes | Mechanical | Mechanical | TRUE | No | No | No | Yes | Yes | LOI 3 | No | Refer to MEP Systems Sheet | EXA, OSA, RTA, SPA, STP, BUX, OTE, REA, TFA, CEX |  | FALSE | Reviewed by Karlo Siljeg 21/03/22 |  | Point | Yes | Child |  | 1.1.3.3 | Mechanical Systems | MCo | RTO | Pr_65_65_24 | Duct dampers
542 | OAF | ACTIVE | Outside Air Fan | Yes | Mechanical | Mechanical | TRUE | Yes | No | Yes | Yes | Yes | LOI 3 | Yes | Refer to MEP Systems Sheet | EXA | EXA | TRUE | Reviewed by Karlo Siljeg 21/03/22 |  | Point | Yes | Parent |  | 1.1.3.3.2 | MVAC | MCo | RTO | Pr_65_67_29 | Fans | Pr_65_67_29_05 | Axial flow fans
543 | OBD | ACTIVE | Opposed Blade Damper | Yes | Mechanical | Mechanical | TRUE | No | No | No | Yes | Yes | LOI 3 | No | Refer to MEP Systems Sheet | EXA, OSA, RTA, SPA, STP, BUX, TFA, CEX |  | FALSE | Reviewed by Karlo Siljeg 21/03/22 |  | Point | Yes | Child |  | 1.1.3.3 | Mechanical Systems | MCo | RTO | Pr_65_65_24 | Duct dampers | Pr_65_65_24_68 | Pressure relief dampers
544 | OCD | ACTIVE | Over Concourse Fan Damper | Yes | Tunnel Ventilation System | Mechanical | FALSE | No | No | No | Yes | Yes | LOI 3 | No | Refer to MEP Systems Sheet | OCE | TVS | FALSE | Reviewed by Karlo Siljeg 21/03/22 |  | Point | Yes | Parent |  | 1.1.7.2 | Station Ventilation | MCo | RTO | Pr_65_65_24 | Duct dampers | Pr_65_65_24_29 | Fire and smoke dampers
545 | OCN | ACTIVE | Over Concourse Exhaust Fan | Yes | Tunnel Ventilation System | Mechanical | FALSE | No | No | No | Yes | Yes | LOI 3 | No | Refer to MEP Systems Sheet | OCE | TVS | FALSE | Reviewed by Karlo Siljeg 21/03/22 |  | Point | Yes | Parent |  | 1.1.7.2 | Station Ventilation | MCo | RTO | Pr_65_67_29 | Fans | Pr_65_67_29_05 | Axial flow fans
546 | OCP | ACTIVE | Over Concourse Exhaust Transition Duct |  | Mechanical | Mechanical | TRUE | No | No | No | No | Yes | LOI 1 | No | Refer to MEP Systems Sheet |  |  | TRUE | Added 19/04/2023 following AMR review |  | Point | Yes
547 | OCS | ACTIVE | Object Controller System Rack |  | Conventional Signalling | Conventional Signalling | TRUE | Yes | No | Yes | Yes | Yes | LOI 3 | Yes | Refer to MEP Systems Sheet | SIGNALLING | SIGNALLING | TRUE | Reviewed by KS on 06/06/2022 |  | Point | Yes | Parent |  | 1.2.9 | Signalling | RTO | RTO | Pr_80_77_27 | Equipment boards, racks and supports | Pr_80_77_27_42 | IT and telecommunications equipment racks
548 | ODB | ACTIVE | OHLE Distribution Board | Yes | Electrical Traction | Electrical | FALSE | No | No | No | Yes | Yes | LOI 3 | Yes | Refer to MEP Systems Sheet | TRAC A, TRAC B, DC A, DC B | TRAC A, TRAC B, DC A, DC B | TRUE | Reviewed by Karlo Siljeg 21/03/22 |  | Point | Yes | Parent |  | 1.1.9.2 | Traction Power | RTO | RTO | Pr_60_70_22 | Distribution boxes and switchboards | Pr_60_70_22_22 | Distribution boards
549 | ODD | ACTIVE | OTE Duct Dampers | Yes | Tunnel Ventilation System | Mechanical | FALSE | Yes | No | Yes | Yes | Yes | LOI 3 | Yes | Refer to MEP Systems Sheet | Unassigned | TVS | FALSE | Reviewed by Karlo Siljeg 21/03/22 |  | Linear | Yes | Parent |  | 1.1.8.2.2 | Fire Protection | RTO | RTO | Pr_65_65_24 | Duct dampers
550 | ODV | ACTIVE | Drop vertical |  |  | Electrical | FALSE | No | No | Yes | No | Yes | LOI 1 |  | Refer to MEP Systems Sheet |  |  | TRUE |  |  | Point |  | Parent
551 | OEC | ACTIVE | OHLE Earth Connector |  |  | Electrical | FALSE | No | No | Yes | No | Yes | LOI 1 | TBC | Refer to MEP Systems Sheet |  |  | TRUE |  |  | Point |  | Parent
552 | OFD | ACTIVE | Over Track Fan Damper | Yes | Tunnel Ventilation System | Mechanical | FALSE | Yes | No | Yes | Yes | Yes | LOI 3 | Yes | Refer to MEP Systems Sheet | OCE | TVS, OCE | FALSE | Reviewed by Karlo Siljeg 21/03/22 |  | Point | Yes | Parent |  | 1.1.8.2.2 | Fire Protection | RTO | RTO | Pr_65_65_24 | Duct dampers | Pr_65_65_24_68 | Pressure relief dampers
553 | OFN | ACTIVE | Over Track Exhaust Fan | Yes | Tunnel Ventilation System | Mechanical | FALSE | Yes | No | Yes | Yes | Yes | LOI 3 | Yes | Refer to MEP Systems Sheet | OCE | TVS, OCE | FALSE | Reviewed by Karlo Siljeg 21/03/22 |  | Point | Yes | Parent |  | 1.1.3.3.2 | MVAC | MCo | RTO | Pr_65_67_29 | Fans | Pr_65_67_29_05 | Axial flow fans
554 | OGS | ACTIVE | Overhead Gate Sign | Yes | Instrumentation & Control | Instrumentation & Control | TRUE | No | No | No | Yes | Yes | LOI 3 | Yes | Refer to MEP Systems Sheet | CONT | Controls | FALSE | Reviewed by Karlo Siljeg 21/03/22 |  | Point | Yes | Parent |  | 1.1.8 | Control Systems | Unallocated | Unallocated | Pr_75_75_15 | Computers and peripherals | Pr_75_75_15_24 | Display screen monitors
555 | OHL | ACTIVE | Overhead Line Equipment | Yes | Electrical Traction | Electrical | FALSE | No | No | No | No | Yes | LOI 1 | No | Refer to MEP Systems Sheet | TRAC A, TRAC B, DC A, DC B | TRAC A, TRAC B, DC A, DC B | TRUE | Reviewed by Karlo Siljeg 21/03/22 |  | Point | Yes | Parent |  | 1.1.9.2 | Traction Power | RTO | RTO | Pr_20_76_70 | Rail track and ancillaries
556 | OIR | ACTIVE | Oil Interceptor | Yes | Hydraulic | Hydraulic | TRUE | Yes | No | Yes | Yes | Yes | LOI 3 | Yes | Refer to MEP Systems Sheet | SDR, TDR | SDR, TDR | TRUE | Reviewed by Karlo Siljeg 21/03/22 |  | Point | Yes | Parent |  | 1.1.3.2 | Hydraulic System | MCo | RTO | Pr_65_52_25 | Drainage traps and accessories | Pr_65_52_25_98 | Waste traps
557 | OIT | ACTIVE | Oil Interceptor Tank |  | Hydraulic | Hydraulic | TRUE | No | No | No | Yes | Yes | LOI 3 | No | Refer to MEP Systems Sheet |  |  | TRUE | Added 19/04/2023 following AMR review |  | Point | Yes | Parent
558 | OLT | ACTIVE | On-Load Tap Changer |  | Electrical HV | Electrical | FALSE | No | No | No | No | Yes | LOI 1 | No | Refer to MEP Systems Sheet | POWER HV | POWER HV | TRUE | Reviewed by KS on 28/06/2022 |  | Point | Yes | Child |  | 1.1.9 | Power | Unallocated | Unallocated | Pr_60_70_36 | High-voltage switchgear and transformers
559 | OMC | ACTIVE | Operations and Maintenance Radio Console | Yes | Telecommunication | Electrical | FALSE | No | No | No | Yes | Yes | LOI 3 | Yes | Refer to MEP Systems Sheet | CONT | Telecommunication Equipment | FALSE | Reviewed by Karlo Siljeg 21/03/22 |  | Point | Yes | Parent |  | 1.1.5 | ICT/OCS | Unallocated | Unallocated | Pr_70_75_88 | Telecoms equipment | Pr_70_75_88_83 | Telecommunications system controllers
560 | ORE | ACTIVE | ROCB Support Envelope |  |  | Electrical | FALSE | No | No | Yes | No | Yes | LOI 1 | TBC | Refer to MEP Systems Sheet |  |  | TRUE |  |  | Point |  | Parent
561 | ORR | ACTIVE | ROCB Hanger and Rigid Bar |  |  | Electrical | FALSE | No | No | Yes | No | Yes | LOI 1 | TBC | Refer to MEP Systems Sheet |  |  | TRUE |  |  | Point |  | Parent
562 | ORS | ACTIVE | ROCB Support and Bracket |  |  | Electrical | FALSE | No | No | Yes | No | Yes | LOI 1 | TBC | Refer to MEP Systems Sheet |  |  | TRUE |  |  | Linear |  | Parent
563 | OSE | ACTIVE | Stagger Envelope |  |  | Electrical | FALSE | No | No | Yes | No | Yes | LOI 1 | TBC | Refer to MEP Systems Sheet |  |  | TRUE |  |  | Linear |  | Parent
564 | OTC | ACTIVE | On-line Tap Changer |  | Electrical HV | Electrical | FALSE | No | No | No | No | Yes | LOI 1 | No | Refer to MEP Systems Sheet | POWER HV | POWER HV | TRUE | Reviewed by KS on 28/06/2022 |  | Point | Yes | Child |  | 1.1.9 | Power | Unallocated | Unallocated | Pr_60_70_36 | High-voltage switchgear and transformers
565 | OTD | ACTIVE | Over Track Trackway Damper | Yes | Tunnel Ventilation System | Mechanical | FALSE | Yes | No | Yes | Yes | Yes | LOI 3 | Yes | Refer to MEP Systems Sheet | Unassigned | TVS | FALSE | Reviewed by Karlo Siljeg 21/03/22 |  | Point | Yes | Parent |  | 1.1.7.2 | Station Ventilation | MCo | RTO | Pr_65_65_24 | Duct dampers | Pr_65_65_24_68 | Pressure relief dampers
566 | OTP | ACTIVE | OTE Transition Piece | Yes | Tunnel Ventilation System | Mechanical | FALSE | No | No | No | No | Yes | LOI 1 | Yes | Refer to MEP Systems Sheet | Unassigned | TVS | FALSE | Reviewed by Karlo Siljeg 21/03/22 |  | Point | Yes | Child |  | 1.1.7.1 | Tunnel Ventilation | MCo | RTO | Pr_30_59_96 | Wall venting products | Pr_30_59_96_92 | Ventilation ducts
567 | OWS | ACTIVE | Operator Workstation | Yes | Instrumentation & Control | Instrumentation & Control | TRUE | No | No | No | Yes | Yes | LOI 3 | Yes | Refer to MEP Systems Sheet | CONT | Controls | FALSE | Reviewed by Karlo Siljeg 21/03/22 |  | Point | Yes | Parent |  | 1.1.8.1 | Building Management System | MCo | RTO/MCo | Pr_40_50_21 | Desks, tables and worktops | Pr_40_50_21_16 | Console tables
568 | PAA | ACTIVE | PA Amplifier | Yes | Telecommunication | Electrical | FALSE | No | No | No | Yes | Yes | LOI 3 | Yes | Refer to MEP Systems Sheet | CONT | Telecommunication Equipment | FALSE | Reviewed by Karlo Siljeg 21/03/22 |  | Point | Yes | Parent |  | 1.1.6.2 | Station (Lighting) | MCo | RTO | Pr_60_75_08 | Audio and visual source products | Pr_60_75_08_02 | Audio amplifiers
569 | PAC | ACTIVE | PA Cabinet | Yes | Telecommunication | Electrical | FALSE | No | No | No | Yes | Yes | LOI 3 | Yes | Refer to MEP Systems Sheet | CONT | Telecommunication Equipment | FALSE | Reviewed by Karlo Siljeg 21/03/22 |  | Point | Yes | Parent |  | 1.1.6.2 | Station (Lighting) | MCo | RTO | Pr_80_77_27 | Equipment boards, racks and supports | Pr_80_77_27_42 | IT and telecommunications equipment racks
570 | PAP | ACTIVE | PA Panel | Yes | Telecommunication | Electrical | FALSE | No | No | No | Yes | Yes | LOI 3 | Yes | Refer to MEP Systems Sheet | CONT | Telecommunication Equipment | FALSE | Reviewed by Karlo Siljeg 21/03/22 |  | Point | Yes | Parent |  | 1.1.5 | ICT/OCS | Unallocated | Unallocated | Pr_70_75_88 | Telecoms equipment | Pr_70_75_88_83 | Telecommunications system controllers
571 | PAS | RETIRED | PA Speaker* | Yes | Telecommunication | Electrical | FALSE | No | No | No | No | Yes | LOI 1 | No | Refer to MEP Systems Sheet | CONT | Telecommunication Equipment | FALSE | Reviewed by Karlo Siljeg 21/03/22 |  | Point | Yes | Parent |  | 1.1.6.2 | Station (Lighting) | MCo | RTO | Pr_75_75_94 | Voice alarm and emergency voice communication equipment | Pr_75_75_94_37 | Horn voice alarm loudspeakers
572 | PAZ | ACTIVE | Public Address System Controller | Yes | Instrumentation & Control | Instrumentation & Control | TRUE | No | No | No | Yes | Yes | LOI 3 | Yes | Refer to MEP Systems Sheet | CONT | Controls | FALSE | Reviewed by Karlo Siljeg 21/03/22 |  | Point | Yes | Parent |  | 1.1.8 | Control Systems | Unallocated | Unallocated | Pr_75_75_94 | Voice alarm and emergency voice communication equipment | Pr_75_75_94_93 | Voice alarm control console
573 | PB | ACTIVE | Pump Box |  | Hydraulic | Hydraulic | TRUE | No | No | Yes | No | Yes | LOI 1 | No | Refer to MEP Systems Sheet | Varies | Varies | TRUE | Added 27/04/2023 Following Sub Con Input | General elements, Only in Model | Point | No | Parent
574 | PBE | ACTIVE | Push Button Exit | Yes | Telecommunication | Electrical | FALSE | No | No | No | Yes | Yes | LOI 3 | Yes | Refer to MEP Systems Sheet | CONT | Telecommunication Equipment | FALSE | Reviewed by Karlo Siljeg 21/03/22 |  | Point | Yes | Parent |  | 1.1.5 | ICT/OCS | Unallocated | Unallocated | Pr_75_75_27 | Electronic access control products | Pr_75_75_27_71 | Request-to-exit buttons
575 | PBX | ACTIVE | PABX - Telephone System | Yes | Telecommunication | Electrical | FALSE | No | No | No | Yes | Yes | LOI 3 | Yes | Refer to MEP Systems Sheet | CONT | Telecommunication Equipment | FALSE | Reviewed by Karlo Siljeg 21/03/22 |  | Point | Yes | Parent |  | 1.1.5 | ICT/OCS | Unallocated | Unallocated | Pr_70_75_88 | Telecoms equipment | Pr_70_75_88_83 | Telecommunications system controllers
576 | PCK | ACTIVE | CCTV System - PTZ Keyboard | Yes | Security Systems | Electrical | FALSE | No | No | No | No | Yes | LOI 1 | No | Refer to MEP Systems Sheet | SEC | Security System | FALSE | Reviewed by Karlo Siljeg 21/03/22 |  | Point | Yes | Parent |  | 1.1.5.5.4 | Security Control System | RTO | RTO | Pr_60_75_86 | Surveillance cameras, monitors and ancillaries | Pr_60_75_86_65 | Pan, tilt, zoom cameras
577 | PCP | ACTIVE | Pump Control panel | Yes | Instrumentation & Control | Instrumentation & Control | TRUE | Yes | No | Yes | Yes | Yes | LOI 3 | Yes | Refer to MEP Systems Sheet | CONT | Controls | FALSE | Reviewed by Karlo Siljeg 21/03/22 |  | Point | Yes | Parent |  | 1.1.3.2 | Hydraulic System | MCo | RTO | Pr_75_50_18 | Controllers and control panels | Pr_75_50_18_17 | Control panels
578 | PCS | ACTIVE | PTZ CCTV Camera (Station) | Yes | Telecommunication | Electrical | FALSE | No | No | No | Yes | Yes | LOI 3 | Yes | Refer to MEP Systems Sheet | SEC | Security System | FALSE | Reviewed by Karlo Siljeg 21/03/22 |  | Point | Yes | Parent |  | 1.1.5.5.4 | Security Control System | RTO | RTO | Pr_60_75_86 | Surveillance cameras, monitors and ancillaries | Pr_60_75_86_65 | Pan, tilt, zoom cameras
579 | PCT | ACTIVE | PTZ CCTV Camera (Tunnel) | Yes | Telecommunication | Electrical | FALSE | No | No | No | Yes | Yes | LOI 3 | Yes | Refer to MEP Systems Sheet | SEC | Security System | FALSE | Reviewed by Karlo Siljeg 21/03/22 |  | Point | Yes | Parent |  | 1.1.5.5.4 | Security Control System | RTO | RTO | Pr_60_75_86 | Surveillance cameras, monitors and ancillaries | Pr_60_75_86_65 | Pan, tilt, zoom cameras
580 | PDB | ACTIVE | Power Distribution Board | Yes | Electrical LV | Electrical | FALSE | No | No | No | Yes | Yes | LOI 3 | Yes | Refer to MEP Systems Sheet | Power LV | Power LV | TRUE | Reviewed by Karlo Siljeg 21/03/22 |  | Point | Yes | Parent |  | 1.1.9.3.1 | LV Power | MCo | RTO | Pr_60_70_22 | Distribution boxes and switchboards | Pr_60_70_22_22 | Distribution boards
581 | PDC | ACTIVE | Platform Screen Door Control Unit (PDCU) |  | Wayside CBTC | Wayside CBTC | TRUE | No | No | No | Yes | Yes | LOI 3 | Yes | Refer to MEP Systems Sheet | Unassigned |  | FALSE | Reviewed by KS on 28/06/2022 |  | Point | Yes | Parent |  | 1.2.8 | Platform Screen Doors | RTO | RTO |  | Need to allocate
582 | PDI | ACTIVE | Power and Data Interface |  | Instrumentation & Control | Instrumentation & Control | TRUE | No | No | No | No | Yes | LOI 1 | No | Refer to MEP Systems Sheet | CONT | Controls | FALSE | Reviewed by KS on 28/06/2022 |  | Point | Yes | Parent |  | 1.1.8 | Control Systems | Unallocated | Unallocated |  | Need to allocate
583 | PDP | ACTIVE | Platform Screen Door Panel | Yes | Instrumentation & Control | Instrumentation & Control | TRUE | No | No | No | Yes | Yes | LOI 3 | No | Refer to MEP Systems Sheet | CONT | Controls | FALSE | Reviewed by Karlo Siljeg 21/03/22 |  | Point | Yes | Parent |  | 1.1.8 | Control Systems | Unallocated | Unallocated | Pr_75_30_23 | Door and gate operating hardware | Pr_75_30_23_04 | Automatic sliding door operator control panels
584 | PEC | ACTIVE | PE Cell | Yes | Electrical LV | Electrical | FALSE | Yes | No | Yes | Yes | Yes | LOI 3 | No | Refer to MEP Systems Sheet | Power LV | Power LV | TRUE | Reviewed by Karlo Siljeg 21/03/22 |  | Point | Yes | Parent |  | 1.1.9.3.1 | LV Power | MCo | RTO | Pr_75_50_76 | Sensors and detectors | Pr_75_50_76_63 | Photoelectric sensors | LOI Category Updated to suite Model Active Types
585 | PED | ACTIVE | Platform Extraction Damper | Yes | Tunnel Ventilation System | Mechanical | FALSE | No | No | Yes | Yes | Yes | LOI 3 | No | Refer to MEP Systems Sheet | Unassigned | TVS | FALSE | Reviewed by Karlo Siljeg 21/03/22 |  | Point | Yes | Parent |  | 1.1.7.2 | Station Ventilation | MCo | RTO | Pr_65_65_24 | Duct dampers | Pr_65_65_24_29 | Fire and smoke dampers
586 | PEN | ACTIVE | Service Penetration |  | Varies | Mechanical, Electrical, Hydraulic, Fire | FALSE | No | No | Yes | No | Yes | LOI 1 | No | Refer to MEP Systems Sheet | Varies | Varies | TRUE | Added 27/04/2023 Following Sub Con Input | General elements, Only in Model | Point | No | Parent
587 | PES | ACTIVE | Preload Electric Strike |  | Security Systems | Electrical | FALSE | No | No | No | No | Yes | LOI 1 | No | Refer to MEP Systems Sheet | SEC | Security System | FALSE | Reviewed by KS on 28/06/2022 |  | Point | Yes | Child |  | 1.1.9 | Power | Unallocated | Unallocated | Pr_75_30_27 | Electric door-locking hardware
588 | PFC | ACTIVE | Power Factor Correction Unit | Yes | Electrical HV | Electrical | FALSE | Yes | No | Yes | Yes | Yes | LOI 3 | Yes | Refer to MEP Systems Sheet | POWER HV | Powe HV | FALSE | Reviewed by Karlo Siljeg 21/03/22 |  | Point | Yes | Parent |  | 1.1.9.3 | Station Substation | MCo | RTO | Pr_65_72_43 | Power conditioning equipment | Pr_65_72_43_05 | Automatic power factor correction equipment
589 | PHE | ACTIVE | Plate Heat |  | Hydraulic | Hydraulic | TRUE | No | No | Yes | No | Yes | LOI 1 | No | Refer to MEP Systems Sheet | Varies | Varies | TRUE | Added 27/04/2023 Following Sub Con Input | General elements, Only in Model | Point | No | Parent
590 | PID | ACTIVE | Passenger Information Display Screens | Yes | Telecommunication | Electrical | FALSE | No | No | No | Yes | Yes | LOI 3 | No | Refer to MEP Systems Sheet | CONT | Telecommunication Equipment | FALSE | Reviewed by Karlo Siljeg 21/03/22 |  | Point | Yes | Parent |  | 1.1.5 | ICT/OCS | Unallocated | Unallocated | Pr_75_75_15 | Computers and peripherals | Pr_75_75_15_24 | Display screen monitors
591 | PIG | ACTIVE | Pressure Indicating Gauge | Yes | Instrumentation & Control | Instrumentation & Control | TRUE | No | No | No | No | Yes | LOI 1 | No | Refer to MEP Systems Sheet | CONT | Controls | FALSE | Reviewed by Karlo Siljeg 21/03/22 |  | Point | Yes | Parent |  | 1.1.8 | Control Systems | Unallocated | Unallocated | Pr_65_52_34 | Gauges and sight glasses | Pr_65_52_34_66 | Pressure gauges
592 | PIR | ACTIVE | PIR Sensor |  | Security Systems | Electrical | FALSE | No | No | No | No | Yes | LOI 1 | No | Refer to MEP Systems Sheet | SEC | Security System | FALSE | Reviewed by KS on 28/06/2022 |  | Point | Yes | Parent |  | 1.1.5.5.4 | Security Control System | RTO | RTO | Pr_75_50_76 | Sensors and detectors | Pr_75_50_76_59 | Passive infrared (PIR) sensors
593 | PIT | ACTIVE | Pit |  | Hydraulic | Hydraulic | TRUE | No | No | Yes | No | Yes | LOI 1 | No | Refer to MEP Systems Sheet | Varies | Varies | TRUE | Added 27/04/2023 Following Sub Con Input | General elements, Only in Model | Point | No | Parent
594 | PLC | ACTIVE | Programmable Logic Controller | Yes | Instrumentation & Control | Instrumentation & Control | TRUE | No | No | No | No | Yes | LOI 1 | No | Refer to MEP Systems Sheet | CONT | Controls | FALSE | Reviewed by Karlo Siljeg 21/03/22 |  | Point | Yes | Child |  | 1.1.8 | Control Systems | Unallocated | Unallocated | Pr_75_50_18 | Controllers and control panels | Pr_75_50_18_29 | Field controllers
595 | PLV | ACTIVE | Plug Valve | No | Mechanical | Mechanical | TRUE | No | No | No | No | Yes | LOI 1 | No | Refer to MEP Systems Sheet | Unassigned |  | FALSE | Reviewed by Karlo Siljeg 21/03/22 | Added in the Asset Master Register 6/06/2022 | Point | Yes | Child |  | 1.1.3.2 | Hydraulic System | MCo | RTO | Pr_65_54_33 | Gas and liquid fuel valves | Pr_65_54_33_87 | Taper plug valves
596 | PMP | ACTIVE | Primary or Secondary CHW/HHW Pump | Yes | Mechanical | Mechanical | TRUE | Yes | No | Yes | Yes | Yes | LOI 3 | Yes | Refer to MEP Systems Sheet | EXA, OSA, RTA, SPA, TFA | EXA, OSA, RTA, SPA, TFA | TRUE | Reviewed by Karlo Siljeg 21/03/22 |  | Point | Yes | Parent |  | 1.1.3.2 | Hydraulic System | MCo | RTO | Pr_65_53_96 | Water supply pumps
597 | PMT | ACTIVE | Power Metering | Yes | Electrical LV | Electrical | FALSE | No | No | No | No | Yes | LOI 1 | No | Refer to MEP Systems Sheet | Power LV | Power LV | TRUE | Reviewed by Karlo Siljeg 21/03/22 |  | Point | Yes | Child |  | 1.1.9.3.1 | LV Power | MCo | RTO | Pr_80_51_51 | Metering and test products | Pr_80_51_51_28 | Energy meters
598 | PNS | ACTIVE | Power SCADA Network Switch | Yes | Instrumentation & Control | Instrumentation & Control | TRUE | No | No | No | No | Yes | LOI 1 | Yes | Refer to MEP Systems Sheet | CONT | Controls | FALSE | Reviewed by Karlo Siljeg 21/03/22 | Added in the Asset Master Register 6/06/2022 | Point | Yes | Child |  | 1.1.9.6 | Hv Mtp Power Control | RTO | RTO | Pr_70_75_52 | Mesh network products | Pr_70_75_52_56 | Network switches
599 | POM | ACTIVE | Point Machine |  | Conventional Signalling | Conventional Signalling | TRUE | No | No | No | Yes | Yes | LOI 3 | No | Refer to MEP Systems Sheet | SIGNALLING | SIGNALLING | TRUE | Reviewed by KS on 28/06/2022 |  | Point | Yes | Parent |  | 1.2.9 | Signalling | RTO | RTO |  | Need to allocate
600 | POT | ACTIVE | POTS tag (APOTS or RTPOTS) |  | Operations Management System | Operations Management System | TRUE | No | No | No | No | Yes | LOI 1 | No | Refer to MEP Systems Sheet | Unassigned |  | FALSE | Reviewed by KS on 28/06/2022 |  | Point | Yes | Child |  | 1.1.5 | ICT/OCS | Unallocated | Unallocated |  | Need to allocate
601 | PRD | ACTIVE | Pressure Relief Damper | Yes | Mechanical | Mechanical | TRUE | Yes | No | Yes | Yes | Yes | LOI 3 | Yes | Refer to MEP Systems Sheet | EXA, OSA, RTA, SPA, STP, OTE, REA, TFA, CEX | EXA, OSA, RTA, SPA, STP, OTE, REA, TFA, CEX | TRUE | Reviewed by Karlo Siljeg 21/03/22 |  | Point | Yes | Parent |  | 1.1.3.3.2 | MVAC | MCo | RTO | Pr_65_65_24 | Duct dampers | Pr_65_65_24_68 | Pressure relief dampers
602 | PRE | ACTIVE | Protection Relay | Yes | Electrical (Common) | Electrical | FALSE | No | No | No | No | Yes | LOI 1 | No | Refer to MEP Systems Sheet | Unassigned | Unassigned | TRUE | Reviewed by Karlo Siljeg 21/03/22 |  | Point | Yes | Child |  | 1.1.9.3.1 | LV Power | MCo | RTO | Pr_75_50_50 | Measuring and monitoring relays
603 | PRV | ACTIVE | Pressure Reducing Valve | Yes | Hydraulic | Hydraulic | TRUE | Yes | No | Yes | Yes | Yes | LOI 3 | No | Refer to MEP Systems Sheet | OVF, SRM, SDR, SDM, STW, TDW, TDR, TDM, WRM, TRW | OVF, SRM, SDR, SDM, STW, TDW, TDR, TDM, WRM, TRW | TRUE | Reviewed by Karlo Siljeg 21/03/22 |  | Point | Yes | Parent |  | 1.1.3.2 | Hydraulic System | MCo | RTO | Pr_65_54_95 | Water services valves | Pr_65_54_95_65 | Pressure relief valves
604 | PSD | ACTIVE | Platform Screen Doors | Yes | Mechanical | Mechanical | TRUE | No | No | Yes | Yes | Yes | LOI 3 | Yes | Refer to MEP Systems Sheet | Unassigned |  | FALSE | Reviewed by Karlo Siljeg 21/03/22 | Added in the Asset Master Register 6/06/2022 | Point | Yes | Parent |  | 1.2.8 | Platform Screen Doors | RTO | RTO | Pr_30_59 | Openings and opening component products
605 | PSP | ACTIVE | PIDS Panel | Yes | Telecommunication | Electrical | FALSE | No | No | No | Yes | Yes | LOI 3 | Yes | Refer to MEP Systems Sheet | CONT | Telecommunication Equipment | FALSE | Reviewed by Karlo Siljeg 21/03/22 |  | Point | Yes | Parent |  | 1.1.5 | ICT/OCS | Unallocated | Unallocated | Pr_70_75_88 | Telecoms equipment | Pr_70_75_88_83 | Telecommunications system controllers
606 | PSU | ACTIVE | Power Supply Unit | Yes | Electrical LV | Electrical | FALSE | No | No | No | No | Yes | LOI 1 | No | Refer to MEP Systems Sheet | Power LV | Power LV | TRUE | Reviewed by Karlo Siljeg 21/03/22 |  | Point | Yes | Parent |  | 1.1.9.3.1 | LV Power | MCo | RTO | Pr_60_70_65 | Power generators, engines and packaged combined heat and power (CHP) units | Pr_60_70_65_34 | Generator sets
607 | PSW | ACTIVE | Pressure Switch | Yes | Instrumentation & Control | Instrumentation & Control | TRUE | No | No | No | No | Yes | LOI 1 | No | Refer to MEP Systems Sheet | CONT | Controls | FALSE | Reviewed by Karlo Siljeg 21/03/22 | Added in the Asset Master Register 6/06/2022 | Point | Yes | Child |  | 1.1.8.2.2 | Fire Protection | RTO | RTO | Pr_65_54_30 | Fire fighting valves and devices | Pr_65_54_30_65 | Pressure gauges and pressure switches
608 | PSX | ACTIVE | Pressure Sensor | Yes | Instrumentation & Control | Instrumentation & Control | TRUE | No | No | No | No | Yes | LOI 1 | No | Refer to MEP Systems Sheet | CONT | Controls | FALSE | Reviewed by Karlo Siljeg 21/03/22 |  | Point | Yes | Child |  | 1.1.8.1 | Building Management System | MCo | RTO/MCo | Pr_75_50_76 | Sensors and detectors | Pr_75_50_76_68 | Pressure sensors
609 | PVP | ACTIVE | Photo Voltaic Panel |  | Electrical LV | Electrical | FALSE | Yes | No | Yes | Yes | Yes | LOI 3 | No | Refer to MEP Systems Sheet | Power LV | Power LV | TRUE | Reviewed by KS on 28/06/2022 |  | Point | Yes | Parent |  | 1.1.9.3.1 | LV Power | MCo | RTO | Pr_60_70_65 | Power generators, engines and packaged combined heat and power (CHP) units | Pr_60_70_65_63 | Photovoltaic modules
610 | PVR | ACTIVE | PV Rectifier | Yes | Electrical LV | Electrical | FALSE | Yes | No | Yes | Yes | Yes | LOI 3 | Yes | Refer to MEP Systems Sheet | Power LV | Power LV | TRUE | Reviewed by Karlo Siljeg 21/03/22 |  | Point | Yes | Parent |  | 1.1.9.3.1 | LV Power | MCo | RTO | Pr_70_70_47 | Lighting controls and lighting distribution products | Pr_70_70_47_49 | Luminaire inverter modules
611 | PWP | ASSET HIVE ONLY | Pipework pressure test |  | Mechanical | Mechanical | TRUE | No | No | No | No | No | LOI 1 | No | Refer to MEP Systems Sheet |  |  | FALSE | Added by Karlo Siljeg on 3/08/2022 | Used for Asset Hive | Dummy | Yes | Parent |  | 1.1.8.1 | Building Management System | MCo | RTO/MCo
612 | PWR | ACTIVE | Power Equipment |  | Electrical LV | Electrical | FALSE | No | No | No | No | Yes | LOI 1 | No | Refer to MEP Systems Sheet | Power LV | Power LV | TRUE | Added by Karlo Siljeg on 3/08/2022 |  | Point | Yes | Parent |  | 1.1.9.3.1 | LV Power | MCo |  |  | Need to allocate
613 | QBP | ACTIVE | Quad Booster Point | Yes | Fire | Fire | TRUE | Yes | No | Yes | Yes | Yes | LOI 3 | Yes | Refer to MEP Systems Sheet | FTH, FHS | FTH, FHS | TRUE | Reviewed by Karlo Siljeg 21/03/22 |  | Point | Yes | Parent |  | 1.1.8.2.2 | Fire Protection | RTO | RTO | Pr_65_53_86 | Supply and exhaust pumps | Pr_65_53_86_66 | Pressure booster pumps
614 | QSP | ACTIVE | Quad Suction Point | Yes | Fire | Fire | TRUE | Yes | No | Yes | Yes | Yes | LOI 3 | Yes | Refer to MEP Systems Sheet | FTH, FHS | FTH, FHS | TRUE | Reviewed by Karlo Siljeg 21/03/22 |  | Point | Yes | Parent |  | 1.1.8.2.2 | Fire Protection | RTO | RTO | Pr_65_53_86 | Supply and exhaust pumps | Pr_65_53_86_86 | Suction pumps
615 | RAF | ACTIVE | Return Air Fan | Yes | Mechanical | Mechanical | TRUE | Yes | No | Yes | Yes | Yes | LOI 3 | No | Refer to MEP Systems Sheet | RTA | RTA | TRUE | Reviewed by Karlo Siljeg 21/03/22 |  | Point | Yes | Parent |  | 1.1.8.2 | Emergency Management System | RTO | RTO | Pr_65_67_29 | Fans | Pr_65_67_29_05 | Axial flow fans
616 | RAO | ACTIVE | Region ATO Rack |  | Wayside CBTC | Wayside CBTC | TRUE | No | No | No | Yes | Yes | LOI 3 | Yes | Refer to MEP Systems Sheet | CONT |  | FALSE | Reviewed by KS on 28/06/2022 |  | Point | Yes | Parent |  | 1.1.5 | ICT/OCS | Unallocated | Unallocated | Pr_80_77_27 | Equipment boards, racks and supports | Pr_80_77_27_42 | IT and telecommunications equipment racks
617 | RAP | ACTIVE | Region ATP Rack |  | Wayside CBTC | Wayside CBTC | TRUE | No | No | No | Yes | Yes | LOI 3 | Yes | Refer to MEP Systems Sheet | CONT |  | FALSE | Reviewed by KS on 28/06/2022 |  | Point | Yes | Parent |  | 1.1.5 | ICT/OCS | Unallocated | Unallocated | Pr_80_77_27 | Equipment boards, racks and supports | Pr_80_77_27_42 | IT and telecommunications equipment racks
618 | RAS | ACTIVE | Remote Arming Station |  | Security Systems | Electrical | FALSE | No | No | No | Yes | Yes | LOI 3 | Yes | Refer to MEP Systems Sheet | SEC | Security System | FALSE | Reviewed by KS on 28/06/2022 |  | Point | Yes | Parent |  | 1.1.5.5.4 | Security Control System | RTO | RTO | Pr_75_80 | Protection and security control products | Pr_75_80_42 | Intrusion and hold-up alarm devices and control equipment
619 | RBE | ACTIVE | Radio Break-In Equipment | Yes | Telecommunication | Electrical | FALSE | No | No | No | Yes | Yes | LOI 3 | Yes | Refer to MEP Systems Sheet | CONT | Telecommunication Equipment | FALSE | Reviewed by Karlo Siljeg 21/03/22 |  | Point | Yes | Parent |  | 1.1.5 | ICT/OCS | Unallocated | Unallocated | Pr_70_75_88 | Telecoms equipment | Pr_70_75_88_83 | Telecommunications system controllers
620 | RBP | ACTIVE | Rail Bonding Point | Yes | Earthing | Electrical | FALSE | No | No | No | Yes | Yes | LOI 3 | No | Refer to MEP Systems Sheet | Earthing | Earthing and Bonding | FALSE | Reviewed by Karlo Siljeg 21/03/22 |  | Point | Yes | Parent |  | 1.1.9.5 | Earthing And Bonding | RTO | RTO | Pr_65_70_46 | Lightning protection and earthing components
621 | RCF | ACTIVE | Roof Cowl | Yes | Mechanical | Mechanical | TRUE | Yes | No | Yes | Yes | Yes | LOI 3 | Yes | Refer to MEP Systems Sheet | EXA | EXA | TRUE | Reviewed by Karlo Siljeg 21/03/22 |  | Point | Yes | Child |  | 1.1.3.3.2 | MVAC | MCo | RTO |  | Need to allocate
622 | RDB | ACTIVE | Retail Distribution Board | Yes | Electrical LV | Electrical | FALSE | Yes | No | Yes | Yes | Yes | LOI 3 | Yes | Refer to MEP Systems Sheet | Power LV | Power LV | TRUE | Reviewed by Karlo Siljeg 21/03/22 |  | Point | Yes | Parent |  | 1.1.9.3.1 | LV Power | MCo | RTO | Pr_60_70_22 | Distribution boxes and switchboards | Pr_60_70_22_22 | Distribution boards
623 | REB | ACTIVE | RSA Earth Bar | Yes | Earthing | Electrical | FALSE | Yes | No | Yes | Yes | Yes | LOI 3 | No | Refer to MEP Systems Sheet | Earthing | Earthing and Bonding | FALSE | Reviewed by Karlo Siljeg 21/03/22 |  | Point | Yes | Parent |  | 1.1.9.5 | Earthing And Bonding | RTO | RTO | Pr_65_70_46 | Lightning protection and earthing components | Pr_65_70_46_24 | Earth bars
624 | REC | ACTIVE | Rail Earth Contactor | Yes | Electrical Traction | Electrical | FALSE | No | No | No | No | Yes | LOI 1 | No | Refer to MEP Systems Sheet | TRAC A, TRAC B, DC A, DC B | TRAC A, TRAC B, DC A, DC B | TRUE | Reviewed by Karlo Siljeg 21/03/22 |  | Point | Yes | Parent |  | 1.1.9.5 | Earthing And Bonding | RTO | RTO | Pr_60_70_36 | High voltage switchgear and transformers | Pr_60_70_36_82 | High voltage switches
625 | REF | ACTIVE | Refuse Room Exhaust Fan | Yes | Mechanical | Mechanical | TRUE | Yes | No | Yes | Yes | Yes | LOI 3 | Yes | Refer to MEP Systems Sheet | REF | REF | TRUE | Reviewed by Karlo Siljeg 21/03/22 |  | Point | Yes | Parent |  | 1.1.3.3.2 | MVAC | MCo | RTO | Pr_65_67_29 | Fans | Pr_65_67_29_05 | Axial flow fans
626 | RER | ACTIVE | Rail Earthing Conductor | Yes | Earthing | Electrical | FALSE | No | No | No | Yes | Yes | LOI 3 | No | Refer to MEP Systems Sheet | Earthing | Earthing and Bonding | FALSE | Reviewed by Karlo Siljeg 21/03/22 |  | Linear | Yes | Parent |  | 1.1.9.5 | Earthing And Bonding | RTO | RTO | Pr_65_70_46 | Lightning protection and earthing components | Pr_65_70_46_30 | Earthing conductors
627 | REX | ACTIVE | Retail Exhaust Damper | Yes | Tunnel Ventilation System | Mechanical | FALSE | Yes | No | Yes | Yes | Yes | LOI 3 | Yes | Refer to MEP Systems Sheet | Unassigned | TVS | FALSE | Reviewed by Karlo Siljeg 21/03/22 |  | Point | Yes | Parent |  | 1.1.7.2 | Station Ventilation | MCo | RTO | Pr_65_65_24 | Duct dampers | Pr_65_65_24_68 | Pressure relief dampers
628 | RFS | ACTIVE | Mobile Phone RF Splitter | Yes | Telecommunication | Electrical | FALSE | No | No | No | Yes | Yes | LOI 3 | Yes | Refer to MEP Systems Sheet | CONT | Telecommunication Equipment | FALSE | Reviewed by Karlo Siljeg 21/03/22 |  | Point | Yes | Parent |  | 1.1.5 | ICT/OCS | Unallocated | Unallocated | Pr_70_75_04 | Audio, data and visual outlet plates and controllers | Pr_70_75_04_03 | Audio interface adaptors
629 | RFV | ACTIVE | Reflux Valve |  | Hydraulic | Mechanical, Hydraulic, Fire | FALSE | No | No | Yes | No | Yes | LOI 1 | No | Refer to MEP Systems Sheet | Varies | Varies | TRUE | Added 27/04/2023 Following Sub Con Input | General elements, Only in Model | Point | No | Parent
630 | RGM | ACTIVE | Remote Gas Meter | Yes | Instrumentation & Control | Instrumentation & Control | TRUE | No | No | Yes | Yes | Yes | LOI 3 | Yes | Refer to MEP Systems Sheet | CONT | Controls | FALSE | Reviewed by Karlo Siljeg 21/03/22 |  | Point | Yes | Parent |  | 1.1.1.4 | Utilities Infrastructure | MCo | RTO | Pr_80_51_51 | Metering and test products | Pr_80_51_51_33 | Gas Meters
631 | RIO | ACTIVE | Remote I/O Module | Yes | Instrumentation & Control | Instrumentation & Control | TRUE | No | No | No | No | Yes | LOI 1 | Yes | Refer to MEP Systems Sheet | CONT | Controls | FALSE | Reviewed by Karlo Siljeg 21/03/22 |  | Point | Yes | Child |  | 1.1.5 | ICT/OCS | Unallocated | Unallocated | Pr_70_75_88 | Telecoms equipment | Pr_70_75_88_83 | Telecommunications system controllers
632 | RJB | ACTIVE | RSA Junction Box | Yes | Electrical LV | Electrical | FALSE | No | No | No | Yes | Yes | LOI 3 | No | Refer to MEP Systems Sheet | Power LV | Power LV | TRUE | Reviewed by Karlo Siljeg 21/03/22 |  | Point | Yes | Parent |  | 1.1.9.3.1 | LV Power | MCo | RTO | Pr_80_77_28 | Equipment enclosures, cabinets, boxes and housings | Pr_80_77_28_08 | Cable junction boxes
633 | RLX | ACTIVE | Radiation Light Detector | Yes | Instrumentation & Control | Instrumentation & Control | TRUE | No | No | No | No | Yes | LOI 1 | No | Refer to MEP Systems Sheet | CONT | Controls | FALSE | Reviewed by Karlo Siljeg 21/03/22 |  | Point | Yes | Parent |  | 1.1.8 | Control Systems | Unallocated | Unallocated | Pr_75_50_76 | Sensors and detectors | Pr_75_50_76_63 | Photoelectric sensors
634 | RLY | ACTIVE | Relay | Yes | Instrumentation & Control | Instrumentation & Control | TRUE | No | No | No | No | Yes | LOI 1 | No | Refer to MEP Systems Sheet | CONT | Controls | FALSE | Reviewed by Karlo Siljeg 21/03/22 |  | Point | Yes | Child |  | 1.1.8 | Control Systems | Unallocated | Unallocated | Pr_75_51_52 | Motor starters, variable frequency drives and contactors | Pr_75_51_52_27 | Electromechanical control circuit devices
635 | RMP | ACTIVE | Revenue Metering Panel | Yes | Electrical (Common) | Electrical | FALSE | Yes | No | Yes | Yes | Yes | LOI 3 | Yes | Refer to MEP Systems Sheet | POWER LV | Power LV | FALSE | Reviewed by Karlo Siljeg 21/03/22 |  | Point | Yes | Parent |  | 1.1.1.4 | Utilities Infrastructure | MCo | RTO | Pr_80_77_28 | Equipment enclosures, cabinets, boxes and housings | Pr_80_77_28_52 | Meter cabinets
636 | RMR | ACTIVE | Remote Metering |  | Instrumentation & Control | Instrumentation & Control | TRUE | No | No | No | Yes | Yes | LOI 3 | No | Refer to MEP Systems Sheet | CONT | Controls | FALSE | Reviewed by KS on 28/06/2022 |  | Point | Yes | Parent |  | 1.1.9.3.1 | LV Power | MCo | RTO | Pr_80_51_51 | Metering and test products | Pr_80_51_51_22 | Digital metering equipment
637 | RMU | ACTIVE | Remote Unit for Mobile Phone | No | Telecommunication | Electrical | FALSE | No | No | No | Yes | Yes | LOI 3 | Yes | Refer to MEP Systems Sheet | CONT | Telecommunication Equipment | FALSE | Reviewed by Karlo Siljeg 21/03/22 |  | Point | Yes | Parent |  | 1.1.5 | ICT/OCS | Unallocated | Unallocated | Pr_70_75_88 | Telecoms equipment | Pr_70_75_88_83 | Telecommunications system controllers
638 | RNB | ACTIVE | Rectifier Negative Bar | Yes | Electrical Traction | Electrical | FALSE | No | No | No | No | Yes | LOI 1 | No | Refer to MEP Systems Sheet | TRAC A, TRAC B, DC A, DC B | TRAC A, TRAC B, DC A, DC B | TRUE | Reviewed by Karlo Siljeg 21/03/22 |  | Point | Yes | Parent |  | 1.1.9.2 | Traction Power | RTO | RTO | Pr_60_70_36 | High voltage switchgear and transformers
639 | RNE | ACTIVE | RNERV Enclosure |  | Tunnel facilities | Tunnel facilities | TRUE | No | No | No | No | Yes | LOI 1 | No | Refer to MEP Systems Sheet |  | Rail Equipment | FALSE | Added 19/04/2023 following AMR review |  | Point | Yes
640 | ROC | ACTIVE | Rigid Overhead Conductor Beam | Yes | Electrical Traction | Electrical | FALSE | No | No | No | Yes | Yes | LOI 3 | No | Refer to MEP Systems Sheet | TRAC A, TRAC B, DC A, DC B | TRAC A, TRAC B, DC A, DC B | TRUE | Reviewed by Karlo Siljeg 21/03/22 |  | Linear | Yes | Parent |  | 1.1.9.2 | Traction Power | RTO | RTO | Pr_20_76_70 | Rail track and ancillaries | Pr_20_76_70_15 | Conductor rails
641 | RPL | ACTIVE | Rainwater Treatment Plant | Yes | Hydraulic | Hydraulic | TRUE | Yes | No | Yes | Yes | Yes | LOI 3 | Yes | Refer to MEP Systems Sheet | RNW | RNW | TRUE | Reviewed by Karlo Siljeg 06/06/2022 | Added in the Asset Master Register 6/06/2022 | Point | Yes | Parent |  | 1.1.3.2 | Hydraulic System | MCo | RTO | Pr_60_45 | Water filtration and treatment products
642 | RPM | ACTIVE | Retail Power Metering | Yes | Electrical LV | Electrical | FALSE | No | No | No | Yes | Yes | LOI 3 | Yes | Refer to MEP Systems Sheet | Power LV | Power LV | TRUE | Reviewed by Karlo Siljeg 21/03/22 |  | Point | Yes | Parent |  | 1.1.9.3.1 | LV Power | MCo | RTO | Pr_80_51_51 | Metering and test products | Pr_80_51_51_28 | Energy meters
643 | RPZ | ACTIVE | Reduced Pressure Zone Device | Yes | Hydraulic | Hydraulic | TRUE | Yes | No | Yes | Yes | Yes | LOI 3 | No | Refer to MEP Systems Sheet | Unassigned | DCW | FALSE | Reviewed by Karlo Siljeg 21/03/22 |  | Point | Yes | Parent |  | 1.1.3.2 | Hydraulic System | MCo | RTO | Pr_65_54_94 | Water supply valves | Pr_65_54_94_72 | Reduced pressure zone valves
644 | RRS | ACTIVE | RATP Recovery Server |  | Wayside CBTC | Wayside CBTC | TRUE | No | No | No | Yes | Yes | LOI 3 | Yes | Refer to MEP Systems Sheet | CONT |  | FALSE | Reviewed by KS on 28/06/2022 |  | Point | Yes | Parent |  | 1.1.5 | ICT/OCS | Unallocated | Unallocated | Pr_70_75_15 | Computers and peripherals | Pr_70_75_15_80 | Servers
645 | RSG | ACTIVE | Mechanical Riser Guides |  | Mechanical | Mechanical | TRUE | No | No | Yes | No | Yes | LOI 1 | No | Refer to MEP Systems Sheet | Varies | Varies | TRUE | Added 27/04/2023 Following Sub Con Input | General elements, Only in Model | Point | No | Parent
646 | RSW | ACTIVE | Door Reed Switch |  | Security Systems | Electrical | FALSE | No | No | No | No | Yes | LOI 1 | No | Refer to MEP Systems Sheet | SEC | Security System | FALSE | Reviewed by KS on 28/06/2022 |  | Point | Yes | Parent |  | 1.1.5.5.4 | Security Control System | RTO | RTO | Pr_75_30_30 | Electronic access control and recording products | Pr_75_30_30_23 | Door status monitoring devices
647 | RTB | ACTIVE | Reed Switch Triple Biased |  | Security Systems | Electrical | FALSE | No | No | No | No | Yes | LOI 1 | No | Refer to MEP Systems Sheet | SEC | Security System | FALSE | Reviewed by KS on 28/06/2022 |  | Point | Yes | Parent |  | 1.1.5.5.4 | Security Control System | RTO | RTO | Pr_75_30_30 | Electronic access control and recording products | Pr_75_30_30_23 | Door status monitoring devices
648 | RTC | ACTIVE | Remote Terminal Unit Cabinet | Yes | Instrumentation & Control | Instrumentation & Control | TRUE | No | No | No | Yes | Yes | LOI 3 | Yes | Refer to MEP Systems Sheet | CONT | Controls | FALSE | Reviewed by Karlo Siljeg 21/03/22 |  | Point | Yes | Parent |  | 1.1.8 | Control Systems | Unallocated | Unallocated | Pr_75_50_18 | Controllers and control panels | Pr_75_50_18_17 | Control panels
649 | RTE | ACTIVE | Request To Exit |  | Telecommunication | Electrical | FALSE | No | No | No | No | Yes | LOI 1 | No | Refer to MEP Systems Sheet | CONT | Telecommunication Equipment | FALSE | Reviewed by KS on 28/06/2022 |  | Point | Yes | Parent |  | 1.1.5.5.4 | Security Control System | RTO | RTO |  | Need to allocate
650 | RTP | ACTIVE | Roof Top Package Unit | Yes | Mechanical | Mechanical | TRUE | Yes | No | Yes | Yes | Yes | LOI 3 | Yes | Refer to MEP Systems Sheet | SPA, TFA | SPA, TFA | TRUE | Reviewed by Karlo Siljeg 21/03/22 |  | Point | Yes | Parent |  | 1.1.8.1 | Building Management System | MCo | RTO/MCo | Pr_70_65_03 | Air conditioning units
651 | RTS | ACTIVE | Room Temperature Sensor | Yes | Instrumentation & Control | Instrumentation & Control | TRUE | Yes | No | Yes | Yes | Yes | LOI 3 | No | Refer to MEP Systems Sheet | CONT | Controls | FALSE | Reviewed by Karlo Siljeg 21/03/22 |  | Point | Yes | Child |  | 1.1.8.1 | Building Management System | MCo | RTO/MCo | Pr_75_50_76 | Sensors and detectors | Pr_75_50_76_73 | Room temperature sensors
652 | RTU | ACTIVE | Remote Terminal Unit | Yes | Instrumentation & Control | Instrumentation & Control | TRUE | Yes | No | Yes | Yes | Yes | LOI 3 | Yes | Refer to MEP Systems Sheet | CONT | Controls | FALSE | Reviewed by Karlo Siljeg 21/03/22 |  | Point | Yes | Parent/Child |  | 1.1.5 | ICT/OCS | Unallocated | Unallocated | Pr_75_50_18 | Controllers and control panels | Pr_75_50_18_17 | Control panels
653 | RWG | ACTIVE | Reed Switch Wide Gap |  | Security Systems | Electrical | FALSE | No | No | No | No | Yes | LOI 1 | No | Refer to MEP Systems Sheet | SEC | Security System | FALSE | Reviewed by KS on 28/06/2022 |  | Point | Yes | Parent |  | 1.1.5.5.4 | Security Control System | RTO | RTO | Pr_75_30_30 | Electronic access control and recording products | Pr_75_30_30_23 | Door status monitoring devices
654 | RWI | ACTIVE | Rain Water Isolation Valve | Yes | Hydraulic | Hydraulic | TRUE | No | No | No | No | Yes | LOI 1 | No | Refer to MEP Systems Sheet | RNW |  | FALSE | Reviewed by Karlo Siljeg 21/03/22 |  | Point | Yes | Child |  | 1.1.3.2 | Hydraulic System | MCo | RTO | Pr_65_54_94 | Water supply valves
655 | RWM | ACTIVE | Retail Water Meter | Yes | Hydraulic | Hydraulic | TRUE | No | No | No | Yes | Yes | LOI 3 | Yes | Refer to MEP Systems Sheet | DCW |  | FALSE | Reviewed by Karlo Siljeg 21/03/22 |  | Point | Yes | Parent |  | 1.1.3.2 | Hydraulic System | MCo | RTO | Pr_80_51_51 | Metering and test products | Pr_80_51_51_97 | Water meters
656 | RWO | ACTIVE | Rainwater Outlet |  | Hydraulic | Hydraulic | TRUE | No | No | Yes | No | Yes | LOI 1 | No | Refer to MEP Systems Sheet | Varies | Varies | TRUE | Added 27/04/2023 Following Sub Con Input | General elements, Only in Model | Point | No | Parent
657 | RWP | ACTIVE | Rainwater Pump | No | Hydraulic | Hydraulic | TRUE | Yes | No | Yes | Yes | Yes | LOI 3 | Yes | Refer to MEP Systems Sheet | RNW | RNW | TRUE | Reviewed by Karlo Siljeg 21/03/22 |  | Point | Yes | Parent |  | 1.1.3.2 | Hydraulic System | MCo | RTO | Pr_65_53_86 | Supply and exhaust pumps | Pr_65_53_86_86 | Suction pumps
658 | RWR | ACTIVE | Remote Water Meter | Yes | Hydraulic | Hydraulic, Fire | FALSE | Yes | No | Yes | Yes | Yes | LOI 3 | Yes | Refer to MEP Systems Sheet | DCW | DCW | TRUE | Reviewed by Karlo Siljeg 21/03/22 |  | Point | Yes | Parent |  | 1.1.3.2 | Hydraulic System | MCo | RTO | Pr_80_51_51 | Metering and test products | Pr_80_51_51_97 | Water meters
659 | RWT | ACTIVE | Rainwater Tank | Yes | Hydraulic | Hydraulic | TRUE | Yes | No | Yes | Yes | Yes | LOI 3 | Yes | Refer to MEP Systems Sheet | RNW | RNW | TRUE | Reviewed by Karlo Siljeg 21/03/22 |  | Point | Yes | Parent |  | 1.1.3.2 | Hydraulic System | MCo | RTO | Pr_60_50_96 | Water tanks and cisterns | Pr_60_50_96_20 | Cylindrical tanks
660 | SAF | ACTIVE | Supply Air Fan | Yes | Mechanical | Mechanical | TRUE | Yes | No | Yes | Yes | Yes | LOI 3 | No | Refer to MEP Systems Sheet | SPA | SPA | TRUE | Reviewed by Karlo Siljeg 21/03/22 |  | Point | Yes | Child |  | 1.1.3.3 | Mechanical Systems | MCo | RTO | Pr_65_67_29 | Fans | Pr_65_67_29_12 | Centrifugal fans
661 | SAN | ACTIVE | Storage Area Network | Yes | Telecommunication | Electrical | FALSE | No | No | No | Yes | Yes | LOI 3 | Yes | Refer to MEP Systems Sheet | CONT | Telecommunication Equipment | FALSE | Reviewed by Karlo Siljeg 21/03/22 |  | Point | Yes | Parent |  | 1.1.5 | ICT/OCS | Unallocated | Unallocated | Pr_70_75_52 | Mesh network products
662 | SBD | ACTIVE | Single Blade Damper | Yes | Mechanical | Mechanical | TRUE | Yes | No | Yes | Yes | Yes | LOI 3 | No | Refer to MEP Systems Sheet | EXA, OSA, RTA, SPA, STP, OTE, REA, TFA, CEX | EXA, OSA, RTA, SPA, STP, OTE, REA, TFA, CEX | TRUE | Reviewed by Karlo Siljeg 21/03/22 |  | Point | Yes | Child |  | 1.1.3.3 | Mechanical Systems | MCo | RTO | Pr_65_65_24 | Duct dampers | Pr_65_65_24_68 | Pressure relief dampers
663 | SCA | ACTIVE | SCADA Equipment Rack | Yes | Instrumentation & Control | Instrumentation & Control | TRUE | No | No | No | Yes | Yes | LOI 3 | Yes | Refer to MEP Systems Sheet | CONT | Controls | FALSE | Reviewed by Karlo Siljeg 21/03/22 |  | Point | Yes | Parent |  | 1.1.9.6 | Hv Mtp Power Control | RTO | RTO | Pr_80_77_27 | Equipment boards, racks and supports | Pr_80_77_27_42 | IT and telecommunications equipment racks
664 | SCB | ACTIVE | Security Cabinet |  | Security Systems | Electrical | FALSE | Yes | No | Yes | Yes | Yes | LOI 3 | Yes | Refer to MEP Systems Sheet | SEC | Security System | FALSE | Reviewed by KS on 28/06/2022 |  | Point | Yes | Parent |  | 1.1.5.5.4 | Security Control System | RTO | RTO | Pr_80_77_28 | Equipment enclosures, cabinets, boxes and housings | Pr_80_77_28_70 | Rack cabinets
665 | SCN | ACTIVE | Saccardo ejector |  | Tunnel Ventilation System | Mechanical | FALSE | Yes | No | Yes | Yes | Yes | LOI 3 | No | Refer to MEP Systems Sheet | Unassigned | TVS | FALSE | Reviewed by KS on 28/06/2022 |  | Point | Yes | Parent |  | 1.1.7.1 | Tunnel Ventilation | MCo | RTO |  | Need to allocate
666 | SCP | ACTIVE | Service Concrete Plinth |  | Varies | Mechanical, Electrical, Hydraulic, Fire | FALSE | No | No | Yes | No | Yes | LOI 1 | No | Refer to MEP Systems Sheet | Varies | Varies | TRUE | Added 27/04/2023 Following Sub Con Input | General elements, Only in Model | Point | No | Parent
667 | SCT | ACTIVE | Steel Conduit | Yes | Electrical (Common) | Electrical | FALSE | No | No | No | Yes | Yes | LOI 3 | No | Refer to MEP Systems Sheet | Unassigned | Unassigned | TRUE | Reviewed by Karlo Siljeg 21/03/22 |  | Linear | Yes | Parent |  | 1.1.9.3.1 | LV Power | MCo | RTO | Pr_65_70_11 | Cable management
668 | SCV | ACTIVE | Sprinkler Check Valve | Yes | Fire | Fire | TRUE | Yes | No | Yes | Yes | Yes | LOI 3 | Yes | Refer to MEP Systems Sheet | FSP | FSP | TRUE | Reviewed by Karlo Siljeg 21/03/22 |  | Point | Yes | Parent |  | 1.1.8.2.2 | Fire Protection | RTO | RTO | Pr_65_54_30 | Firefighting valves and devices
669 | SCZ | ACTIVE | Service Clearance Zone |  | Varies | Mechanical, Electrical, Hydraulic, Fire | FALSE | No | No | Yes | No | Yes | LOI 1 | No | Refer to MEP Systems Sheet | Varies | Varies | TRUE | Added 27/04/2023 Following Sub Con Input | General elements, Only in Model | Point | No | Parent
670 | SDB | ACTIVE | Sewer Pump Distribution Board | Yes | Electrical LV | Electrical | FALSE | No | No | No | Yes | Yes | LOI 3 | Yes | Refer to MEP Systems Sheet | Power LV | Power LV | TRUE | Reviewed by Karlo Siljeg 21/03/22 |  | Point | Yes | Parent |  | 1.1.9.3.1 | LV Power | MCo | RTO | Pr_60_70_22 | Distribution boxes and switchboards | Pr_60_70_22_22 | Distribution boards
671 | SDN | ACTIVE | Saccardo Nozzle | Yes | Tunnel Ventilation System | Mechanical | FALSE | No | No | No | Yes | Yes | LOI 3 | No | Refer to MEP Systems Sheet | Unassigned | TVS | FALSE | Reviewed by Karlo Siljeg 21/03/22 |  | Point | Yes | Parent |  | 1.1.7.1 | Tunnel Ventilation | MCo | RTO |  | Need to allocate
672 | SDP | ACTIVE | Station Drainage Pump | Yes | Hydraulic | Hydraulic | TRUE | Yes | No | Yes | Yes | Yes | LOI 3 | Yes | Refer to MEP Systems Sheet | SDR | SDR | TRUE | Reviewed by Karlo Siljeg 21/03/22 |  | Point | Yes | Parent |  | 1.1.3.2 | Hydraulic System | MCo | RTO | Pr_65_53_86 | Supply and exhaust pumps | Pr_65_53_86_86 | Suction pumps
673 | SEC | ACTIVE | Section |  | Tunnel facilities | Tunnel facilities | TRUE | No | No | No | No | Yes | LOI 1 | No | Refer to MEP Systems Sheet |  | Rail Equipment | FALSE | Added 19/04/2023 following AMR review |  | Point | Yes
674 | SED | ACTIVE | Surge Diverter | Yes | Electrical LV | Electrical | FALSE | No | No | No | No | Yes | LOI 1 | Yes | Refer to MEP Systems Sheet | Power LV | Power LV | TRUE | Reviewed by Karlo Siljeg 21/03/22 |  | Point | Yes | Child |  | 1.1.9.3.1 | LV Power | MCo | RTO | Pr_65_72_27 | Electrical protective devices | Pr_65_72_27_88 | Transient overvoltage surge suppression devices
675 | SEF | ACTIVE | Sewer Exhaust Fan | Yes | Mechanical | Mechanical | TRUE | Yes | No | Yes | Yes | Yes | LOI 3 | No | Refer to MEP Systems Sheet | SWE | SWE | TRUE | Reviewed by Karlo Siljeg 21/03/22 |  | Point | Yes | Parent |  | 1.1.8.1 | Building Management System | MCo | RTO/MCo | Pr_65_67_29 | Fans | Pr_65_67_29_05 | Axial flow fans
676 | SEN | ACTIVE | Sensor | Yes | Instrumentation & Control | Instrumentation & Control | TRUE | No | No | No | No | Yes | LOI 1 | No | Refer to MEP Systems Sheet | CONT | Controls | FALSE | Reviewed by Karlo Siljeg 21/03/22 |  | Point | Yes | Parent |  | 1.1.8.1 | Building Management System | MCo | RTO/MCo | Pr_75_50_76 | Sensors and detectors
677 | SEP | ACTIVE | SEPAC Phone | Yes | Telecommunication | Electrical | FALSE | No | No | No | Yes | Yes | LOI 3 | Yes | Refer to MEP Systems Sheet | CONT | Telecommunication Equipment | FALSE | Reviewed by Karlo Siljeg 21/03/22 |  | Point | Yes | Parent |  | 1.1.5 | ICT/OCS | Unallocated | Unallocated | Pr_70_75_88 | Telecoms equipment | Pr_70_75_88_03 | Analogue telephone handsets
678 | SFD | ACTIVE | Motorised Smoke-Fire Damper | Yes | Mechanical | Mechanical | TRUE | Yes | No | Yes | Yes | Yes | LOI 3 | No | Refer to MEP Systems Sheet | SME | SME | TRUE | Reviewed by Karlo Siljeg 21/03/22 |  | Point | Yes | Child |  | 1.1.3.3 | Mechanical Systems | MCo | RTO | Pr_65_65_24 | Duct dampers
679 | SFL | ACTIVE | Switchboard Leak Detection |  | Electrical HV | Electrical | FALSE | No | No | No | No | Yes | LOI 1 | No | Refer to MEP Systems Sheet | POWER HV | Power HV | FALSE | Reviewed by KS on 28/06/2022 |  | Point | Yes | Child |  | 1.1.9.3.1 | LV Power | MCo | RTO | Pr_65_72_27 | Electrical protective devices | Pr_65_72_27_26 | Earth continuity monitors
680 | SFP | ACTIVE | Small Form Factor Pluggable | Yes | Instrumentation & Control | Instrumentation & Control | TRUE | No | No | No | No | Yes | LOI 1 | No | Refer to MEP Systems Sheet | CONT | Controls | FALSE | Reviewed by Karlo Siljeg 21/03/22 |  | Point | Yes | Parent |  | 1.1.8 | Control Systems | Unallocated | Unallocated | Pr_70_75_04 | Audio, data and visual outlet plates and controllers
681 | SFT | ACTIVE | Switchboard Flow Tap |  | Electrical HV | Electrical | FALSE | No | No | No | No | Yes | LOI 1 | No | Refer to MEP Systems Sheet | POWER HV | Power HV | FALSE | Reviewed by KS on 28/06/2022 |  | Point | Yes | Child |  | 1.1.9.3.1 | LV Power | MCo | RTO | Pr_65_72_27 | Electrical protective devices
682 | SFV | ACTIVE | Foot Operated Valve |  |  | Hydraulic | FALSE | No | No | Yes | No | Yes | LOI 1 | TBC | Refer to MEP Systems Sheet |  |  | TRUE |  |  | Point |  | Parent
683 | SHC | ACTIVE | Sprinkler Head Concealed |  | Fire | Fire | TRUE | Yes | No | Yes | No | Yes | LOI 1 | No | Refer to MEP Systems Sheet | FSP | FSP | TRUE | Added as part of CYP-GCOR-252762 |  | Point | Yes | Parent |  | 1.1.8.2.2 | Fire Protection | RTO | RTO | Pr_70_55_33 | Gas and foam nozzles and sprinklers
684 | SHD | ACTIVE | Shower Drain |  |  | Hydraulic | FALSE | No | No | Yes | No | Yes | LOI 1 | TBC | Refer to MEP Systems Sheet |  |  | TRUE |  |  | Point |  | Parent
685 | SHE | ACTIVE | Sprinkler Head Exposed |  | Fire | Fire | TRUE | Yes | No | Yes | No | Yes | LOI 1 | No | Refer to MEP Systems Sheet | FSP | FSP | TRUE | Added as part of CYP-GCOR-252762 |  | Point | Yes | Parent |  | 1.1.8.2.2 | Fire Protection | RTO | RTO | Pr_70_55_33 | Gas and foam nozzles and sprinklers
686 | SHF | RETIRED | Sprinkler Head - Flush mount | Yes | Fire | Fire | TRUE | Yes | No | Yes | No | Yes | LOI 1 | No | Refer to MEP Systems Sheet | FSP | FSP | TRUE | Reviewed by Karlo Siljeg 21/03/22, Retired after subcon review 25/05/2023 |  | Point | Yes | Parent |  | 1.1.8.2.2 | Fire Protection | RTO | RTO | Pr_70_55_33 | Gas and foam nozzles and sprinklers
687 | SHF | ACTIVE | Sprinkler Head on Flex | Fire | Fire | Fire | TRUE | No | No | Yes | No | Yes | LOI 1 | No | Refer to MEP Systems Sheet | FSP | FSP | TRUE | Added 27/04/2023 Following Sub Con Input |  | Point | Yes | Parent |  | 1.1.8.2.2 | Fire Protection | RTO | RTO | Pr_70_55_33 | Gas and foam nozzles and sprinklers
688 | SHG | ACTIVE | Service Hangers |  | Varies | Mechanical, Electrical, Hydraulic, Fire | FALSE | No | No | Yes | No | Yes | LOI 1 | No | Refer to MEP Systems Sheet | Varies | Varies | TRUE | Added 27/04/2023 Following Sub Con Input | General elements, Only in Model | Point | No | Parent
689 | SHO | ACTIVE | Sprinkler Head - Open | Yes | Fire | Fire | TRUE | No | No | Yes | No | Yes | LOI 1 | No | Refer to MEP Systems Sheet | FSP | FSP | TRUE | Reviewed by Karlo Siljeg 21/03/22 |  | Point | Yes | Parent |  | 1.1.8.2.2 | Fire Protection | RTO | RTO | Pr_70_55_33 | Gas and foam nozzles and sprinklers
690 | SHP | ACTIVE | Sprinkler Head Pendant |  | Fire | Fire | TRUE | Yes | No | No | No | Yes | LOI 1 | No | Refer to MEP Systems Sheet | FSP | FSP | TRUE | Added as part of CYP-GCOR-252762 |  | Point | Yes | Parent |  | 1.1.8.2.2 | Fire Protection | RTO | RTO | Pr_70_55_33 | Gas and foam nozzles and sprinklers
691 | SHS | ACTIVE | Sprinkler Head - Side | No | Fire | Fire | TRUE | Yes | No | Yes | No | Yes | LOI 1 | No | Refer to MEP Systems Sheet | FSP | FSP | TRUE | Reviewed by Karlo Siljeg 21/03/22 |  | Point | Yes | Parent |  | 1.1.8.2.2 | Fire Protection | RTO | RTO | Pr_70_55_33 | Gas and foam nozzles and sprinklers
692 | SIO | ACTIVE | System Inoperative | Yes | Fire | Fire | TRUE | Yes | No | Yes | Yes | Yes | LOI 3 | No | Refer to MEP Systems Sheet | FTH, FHS, GSU | FTH, FHS, GSU | TRUE | Reviewed by Karlo Siljeg 21/03/22 |  | Point | Yes | Parent |  | 1.1.8.2.2 | Fire Protection | RTO | RTO | Pr_40_10_77 | Signs and markers | Pr_40_10_77_76 | Safety signs
693 | SIP | ACTIVE | Sub Fire Panel | Yes | Fire | Fire | TRUE | Yes | No | Yes | Yes | Yes | LOI 3 | Yes | Refer to MEP Systems Sheet | FTH, FHS, GSU | FTH, FHS, GSU | TRUE | Reviewed by Karlo Siljeg 21/03/22 |  | Point | Yes | Parent |  | 1.1.8.2.2 | Fire Protection | RTO | RTO | Pr_75_75_30 | Fire alarm detection devices and control equipment | Pr_75_75_30_29 | Fire alarm panels
694 | SJP | ACTIVE | Sprinkler Jacking Pump | Yes | Fire | Fire | TRUE | No | No | No | Yes | Yes | LOI 3 | Yes | Refer to MEP Systems Sheet | FSP | FSP | TRUE | Reviewed by Karlo Siljeg 21/03/22 |  | Point | Yes | Parent |  | 1.1.8.2.2 | Fire Protection | RTO | RTO | Pr_65_53_86 | Supply and exhaust pumps
695 | SLV | ACTIVE | Solenoid Valve |  | Hydraulic | Hydraulic | TRUE | Yes | No | Yes | Yes | Yes | LOI 3 | No | Refer to MEP Systems Sheet | OVF, SRM, SDR, SDM, STW, TDW, TDR, TDM, WRM, TRW | OVF, SRM, SDR, SDM, STW, TDW, TDR, TDM, WRM, TRW | TRUE | Reviewed by Karlo Siljeg 06/06/2022 |  | Point | Yes | Parent |  | 1.1.3.2 | Hydraulic System | MCo | RTO | Pr_65_54_94 | Water supply valves | Pr_65_54_94_87 | Solenoid operated valves
696 | SMA | ACTIVE | Signal Mast |  | Conventional Signalling | Conventional Signalling | TRUE | No | No | No | Yes | Yes | LOI 3 | No | Refer to MEP Systems Sheet | SIGNALLING | SIGNALLING | TRUE | Reviewed by KS on 28/06/2022 |  | Point | Yes | Parent |  | 1.2.9 | Signalling | RTO | RTO |  | Need to allocate
697 | SMD | ACTIVE | Motorised Smoke Damper | Yes | Mechanical | Mechanical | TRUE | Yes | No | Yes | Yes | Yes | LOI 3 | No | Refer to MEP Systems Sheet | SME | SME | TRUE | Reviewed by Karlo Siljeg 21/03/22 |  | Point | Yes | Child |  | 1.1.8.2.2 | Fire Protection | RTO | RTO | Pr_65_65_24 | Duct dampers
698 | SMK | ACTIVE | Smoke Detector |  | Fire | Fire | TRUE | No | No | No | Yes | Yes | LOI 3 | No | Refer to MEP Systems Sheet | FTH, FHS, GSU | FTH, FHS, GSU | TRUE | Reviewed by KS on 28/06/2022 |  | Point | Yes | Parent |  | 1.1.5 | ICT/OCS | Unallocated | Unallocated | Pr_75_80_30 | Fire detection and alarm devices and control equipment | Pr_75_80_30_65 | Point smoke detectors
699 | SML | ACTIVE | Smartlock Rack |  | Conventional Signalling | Conventional Signalling | TRUE | No | No | No | Yes | Yes | LOI 3 | Yes | Refer to MEP Systems Sheet | SIGNALLING | SIGNALLING | TRUE | Reviewed by KS on 28/06/2022 |  | Point | Yes | Parent |  | 1.2.9 | Signalling | RTO | RTO | Pr_80_77_27 | Equipment boards, racks and supports | Pr_80_77_27_42 | IT and telecommunications equipment racks
700 | SMO | ACTIVE | Smartlock Object Controller Rack |  | Conventional Signalling | Conventional Signalling | TRUE | No | No | No | Yes | Yes | LOI 3 | Yes | Refer to MEP Systems Sheet | SIGNALLING | SIGNALLING | TRUE | Reviewed by KS on 28/06/2022 |  | Point | Yes | Parent |  | 1.2.9 | Signalling | RTO | RTO | Pr_80_77_27 | Equipment boards, racks and supports | Pr_80_77_27_42 | IT and telecommunications equipment racks
701 | SMP | ACTIVE | Security Master Panel |  | Security Systems | Electrical | FALSE | No | No | No | Yes | Yes | LOI 3 | Yes | Refer to MEP Systems Sheet | SEC | Security System | FALSE | Reviewed by KS on 28/06/2022 |  | Point | Yes | Parent |  | 1.1.5.5.4 | Security Control System | RTO | RTO | Pr_75_80 | Protection and security control products | Pr_75_80_42 | Intrusion and hold-up alarm devices and control equipment
702 | SMS | ACTIVE | Site Master Switch |  | Telecommunication | Electrical | FALSE | Yes | No | Yes | Yes | Yes | LOI 3 | Yes | Refer to MEP Systems Sheet | CONT | Telecommunication Equipment | FALSE | Reviewed by KS on 28/06/2022 |  | Point | Yes | Parent |  | 1.1.9.3.1 | LV Power | MCo | RTO | Pr_60_70_48 | Low-voltage switchgear | Pr_60_70_48_88 | Transfer switching equipment (TSE)
703 | SND | ACTIVE | Saccardo Nozzle Damper | Yes | Tunnel Ventilation System | Mechanical | FALSE | Yes | No | Yes | Yes | Yes | LOI 3 | No | Refer to MEP Systems Sheet | Unassigned | TVS | FALSE | Reviewed by Karlo Siljeg 21/03/22 |  | Point | Yes | Parent |  | 1.1.7.1 | Tunnel Ventilation | MCo | RTO | Pr_65_65_24 | Duct dampers | Pr_65_65_24_68 | Pressure relief dampers
704 | SOL | ACTIVE | Solenoid | Yes | Hydraulic | Hydraulic | TRUE | No | No | No | No | Yes | LOI 1 | No | Refer to MEP Systems Sheet | Unassigned |  | FALSE | Reviewed by Karlo Siljeg 21/03/22 |  | Point | Yes | Child |  | 1.1.3.2 | Hydraulic System | MCo | RTO | Pr_75_50_18 | Controllers and control panels | Pr_75_50_18_94 | Valve actuators
705 | SPD | ACTIVE | Stair Pressurisation Distribution Board | Yes | Electrical LV | Electrical | FALSE | No | No | No | Yes | Yes | LOI 3 | Yes | Refer to MEP Systems Sheet | Power LV | Power LV | TRUE | Reviewed by Karlo Siljeg 21/03/22 |  | Point | Yes | Parent |  | 1.1.9.3.1 | LV Power | MCo | RTO | Pr_60_70_22 | Distribution boxes and switchboards | Pr_60_70_22_22 | Distribution boards
706 | SPE | ACTIVE | Smoke Detector - Photoelectric | Yes | Fire | Fire | TRUE | Yes | No | Yes | Yes | Yes | LOI 3 | No | Refer to MEP Systems Sheet | FTH, FHS, GSU | FTH, FHS, GSU | TRUE | Reviewed by Karlo Siljeg 21/03/22 |  | Point | Yes | Parent |  | 1.1.8.2.1 | Fire Detection | RTO | RTO | Pr_75_75_30 | Fire alarm detection devices and control equipment | Pr_75_75_30_59 | Optical beam smoke detectors
707 | SPF | ACTIVE | Stair Pressurisation Fan | Yes | Mechanical | Mechanical | TRUE | Yes | No | Yes | Yes | Yes | LOI 3 | No | Refer to MEP Systems Sheet | STP | STP | TRUE | Reviewed by Karlo Siljeg 21/03/22 |  | Point | Yes | Parent |  | 1.1.3.3.3 | Stair Pressurisation | MCo | RTO | Pr_65_67_29 | Fans | Pr_65_67_29_12 | Centrifugal fans
708 | SPK | ACTIVE | PA Speaker |  | Telecommunication | Electrical | FALSE | No | No | No | No | Yes | LOI 1 | No | Refer to MEP Systems Sheet | CONT | Telecommunication Equipment | FALSE | Reviewed by KS on 28/06/2022 |  | Point | Yes | Parent |  | 1.1.5 | ICT/OCS | Unallocated | Unallocated | Pr_75_75_94 | Voice alarm and emergency voice communication equipment | Pr_75_75_94_37 | Horn voice alarm loudspeakers
709 | SPL | ACTIVE | Stormwater Treatment Plant | Yes | Hydraulic | Hydraulic | TRUE | Yes | No | No | Yes | Yes | LOI 3 | Yes | Refer to MEP Systems Sheet | STW | STW | TRUE | Reviewed by Karlo Siljeg 21/03/22 |  | Point | Yes | Parent |  | 1.1.3.2 | Hydraulic System | MCo | RTO | Pr_60_45 | Water filtration and treatment products
710 | SPO | ACTIVE | Siphonic Roof Outlet | No | Hydraulic | Hydraulic | TRUE | No | No | No | No | Yes | LOI 1 | No | Refer to MEP Systems Sheet | SOP | SOP | TRUE | Reviewed by Karlo Siljeg 21/03/22 |  | Point | Yes | Parent |  | 1.1.3.2 | Hydraulic System | MCo | RTO | Pr_65_50_35 | Gutters and accessories | Pr_65_50_35_81 | Siphonic rainwater outlets
711 | SPP | ACTIVE | Sewer Pump | Yes | Hydraulic | Hydraulic | TRUE | Yes | No | Yes | Yes | Yes | LOI 3 | Yes | Refer to MEP Systems Sheet | STP | STP | TRUE | Reviewed by Karlo Siljeg 21/03/22 |  | Point | Yes | Parent |  | 1.1.3.2 | Hydraulic System | MCo | RTO | Pr_65_53_86 | Supply and exhaust pumps | Pr_65_53_86_86 | Suction pumps
712 | SPT | ACTIVE | Signal Post Telephone |  | Rail Control Systems | Rail Control Systems | TRUE | No | No | No | Yes | Yes | LOI 3 | Yes | Refer to MEP Systems Sheet | Unassigned | Controls | FALSE | Reviewed by KS on 28/06/2022 |  | Point | Yes | Parent |  | 1.1.8 | Control Systems | Unallocated | Unallocated |  | Need to allocate
713 | SRS | ACTIVE | Synchronous Transfer Switch | Yes | Electrical LV | Electrical | FALSE | No | No | No | No | Yes | LOI 1 | No | Refer to MEP Systems Sheet | Power LV | Power LV | TRUE | Reviewed by Karlo Siljeg 21/03/22 |  | Point | Yes | Child |  | 1.1.9.3.1 | LV Power | MCo | RTO | Pr_60_70_48 | Low voltage switchgear | Pr_60_70_48_11 | Changeover switches
714 | SRT | ASSET HIVE ONLY | Sprinkler Pressure Test |  | Fire | Fire | TRUE | No | No | No | No | No | LOI 1 | No | Refer to MEP Systems Sheet |  |  | FALSE | Asset code using for testing | Used for Asset Hive | Dummy | Yes | Parent |  | 1.1.8.2.2 | Fire Protection | RTO | RTO
715 | SRV | ACTIVE | Server | Yes | Instrumentation & Control | Instrumentation & Control | TRUE | Yes | No | Yes | Yes | Yes | LOI 3 | Yes | Refer to MEP Systems Sheet | CONT | Controls | FALSE | Reviewed by Karlo Siljeg 21/03/22 |  | Point | Yes | Parent/Child |  | 1.1.8 | Control Systems | Unallocated | Unallocated | Pr_75_75_15 | Computers and peripherals | Pr_75_75_15_80 | Servers
716 | SSB | ACTIVE | Safety Services Bus Duct | Yes | Electrical LV | Electrical | FALSE | No | No | No | Yes | Yes | LOI 3 | Yes | Refer to MEP Systems Sheet | Power LV | Power LV | TRUE | Reviewed by Karlo Siljeg 21/03/22 |  | Linear | Yes | Parent |  | 1.1.9.3.1 | LV Power | MCo | RTO | Pr_60_70_48 | Low voltage switchgear | Pr_60_70_48_66 | Power busbar Trunking
717 | SSI | ACTIVE | Solid State Interlocking |  | Conventional Signalling | Conventional Signalling | TRUE | No | No | No | No | Yes | LOI 1 | No | Refer to MEP Systems Sheet | SIGNALLING | SIGNALLING | TRUE | Reviewed by KS on 28/06/2022 |  | Point | Yes | Parent |  | 1.2.9 | Signalling | RTO | RTO |  | Need to allocate
718 | SSL | ACTIVE | Safety and Security Light | Yes | Electrical LV | Electrical | FALSE | No | No | No | Yes | Yes | LOI 3 | No | Refer to MEP Systems Sheet | Power LV | Power LV | TRUE | Reviewed by Karlo Siljeg 21/03/22 |  | Point | Yes | Parent |  | 1.1.8.2 | Emergency Management System | RTO | RTO | Pr_70_70_48 | Luminaires, lighting track and lighting accessories
719 | SSO | ACTIVE | Solid State Interlocking Object Controller |  | Conventional Signalling | Conventional Signalling | TRUE | No | No | No | No | Yes | LOI 1 | No | Refer to MEP Systems Sheet | SIGNALLING | SIGNALLING | TRUE | Reviewed by KS on 28/06/2022 |  | Point | Yes | Parent |  | 1.2.9 | Signalling | RTO | RTO |  | Need to allocate
720 | SSP | ACTIVE | Sextuple Suction Point | Yes | Fire | Fire | TRUE | Yes | No | Yes | Yes | Yes | LOI 3 | Yes | Refer to MEP Systems Sheet | FTH, FHS | FTH, FHS | TRUE | Reviewed by Karlo Siljeg 21/03/22 |  | Point | Yes | Parent |  | 1.1.8.2.2 | Fire Protection | RTO | RTO | Pr_65_53_86 | Supply and exhaust pumps | Pr_65_53_86_86 | Suction pumps
721 | SSW | ACTIVE | Station Staff Workstation |  | Telecommunication | Electrical | FALSE | No | No | No | Yes | Yes | LOI 3 | Yes | Refer to MEP Systems Sheet | CONT | Telecommunication Equipment | FALSE | Reviewed by KS on 28/06/2022 |  | Point | Yes | Parent |  | 1.1.5 | ICT/OCS | Unallocated | Unallocated | Pr_70_75_15 | Computers and peripherals | Pr_70_75_15_24 | Display screen monitors
722 | SSX | ACTIVE | TVS Shaft Sensor | Yes | Instrumentation & Control | Instrumentation & Control | TRUE | No | No | No | No | Yes | LOI 1 | No | Refer to MEP Systems Sheet | TVS | Controls | FALSE | Reviewed by Karlo Siljeg 21/03/22 |  | Point | Yes | Parent |  | 1.1.8.1 | Building Management System | MCo | RTO/MCo | Pr_75_50_76 | Sensors and detectors | Pr_75_50_76_03 | Air temperature sensors
723 | STB | ACTIVE | Strobe | Yes | Electrical LV | Electrical | FALSE | No | No | No | Yes | Yes | LOI 3 | No | Refer to MEP Systems Sheet | Power LV | Power LV | TRUE | Reviewed by Karlo Siljeg 21/03/22 |  | Point | Yes | Parent |  | 1.1.8.2 | Emergency Management System | RTO | RTO | Pr_70_75_94 | Visual and audible indicators | Pr_70_75_94_29 | Flashing filament warning beacons
724 | STF | ACTIVE | Fire Red Strobe | Yes | Fire | Fire | TRUE | Yes | No | Yes | Yes | Yes | LOI 3 | No | Refer to MEP Systems Sheet | FTH, FHS | FTH, FHS | TRUE | Reviewed by Karlo Siljeg 21/03/22 |  | Point | Yes | Parent |  | 1.1.8.2 | Emergency Management System | RTO | RTO | Pr_70_75_94 | Visual and audible indicators | Pr_70_75_94_29 | Flashing filament warning beacons
725 | STP | ACTIVE | Stormwater Pump | Yes | Hydraulic | Hydraulic | TRUE | No | No | No | Yes | Yes | LOI 3 | Yes | Refer to MEP Systems Sheet | STW |  | FALSE | Reviewed by Karlo Siljeg 21/03/22 |  | Point | Yes | Parent |  | 1.1.3.2 | Hydraulic System | MCo | RTO | Pr_65_53_86 | Supply and exhaust pumps | Pr_65_53_86_86 | Suction pumps
726 | STR | ACTIVE | Strainer | Yes | Hydraulic | Hydraulic | TRUE | No | No | Yes | No | Yes | LOI 1 | No | Refer to MEP Systems Sheet | DCW |  | FALSE | Reviewed by Karlo Siljeg 21/03/22 |  | Point | Yes | Parent |  | 1.1.3.2 | Hydraulic System | MCo | RTO | Pr_65_57_96 | Water filters and strainers | Pr_65_57_96_04 | Angle water strainers
727 | STS | ACTIVE | Static Transfer Switch | Yes | Electrical LV | Electrical | FALSE | No | No | No | No | Yes | LOI 1 | No | Refer to MEP Systems Sheet | Power LV | Power LV | TRUE | Reviewed by Karlo Siljeg 21/03/22 |  | Point | Yes | Child |  | 1.1.9.3.1 | LV Power | MCo | RTO | Pr_60_70_48 | Low voltage switchgear | Pr_60_70_48_11 | Changeover switches
728 | SVL | ACTIVE | Sheath Voltage Limiter |  | Electrical HV | Electrical | FALSE | No | No | No | Yes | Yes | LOI 3 | Yes | Refer to MEP Systems Sheet | POWER HV | Power HV | FALSE | Reviewed by KS on 26/07/2022 |  | Point | Yes | Parent |  | 1.1.9.3 | Station Substation | MCo | RTO | Pr_65_70_12 | Cable protection products
729 | SWI | ACTIVE | Run/Stop Switch |  | Instrumentation & Control | Instrumentation & Control | TRUE | No | No | No | No | Yes | LOI 1 | No | Refer to MEP Systems Sheet | CONT | Controls | FALSE | Reviewed by KS on 06/06/2022 |  | Point | Yes | Parent |  | 1.1.8 | Control Systems | Unallocated | Unallocated | Pr_75_51_17 | Control circuit devices and timeswitches | Pr_75_51_17_75 | Safety limit switches
730 | SWT | ACTIVE | Stormwater Tank | Yes | Hydraulic | Hydraulic | TRUE | Yes | No | Yes | Yes | Yes | LOI 3 | Yes | Refer to MEP Systems Sheet | STW | STW | TRUE | Reviewed by Karlo Siljeg 21/03/22 |  | Point | Yes | Parent |  | 1.1.3.2 | Hydraulic System | MCo | RTO | Pr_60_50_96 | Water tanks and cisterns | Pr_60_50_96_20 | Cylindrical tanks
731 | TBC | TBC | Lift control panel |  | Electrical | Electrical | TRUE | No | No | No | TBC | TBC |  | TBC | Refer to MEP Systems Sheet |  |  | TRUE | Added 27/04/2023 Following Sub Con Input |  | Point | TBC | Parent
732 | CTC | Active | Cable termination cubicle |  | Electrical | Electrical | TRUE | Yes | No | No | Yes | Yes | LOI 3 | TBC | Refer to MEP Systems Sheet |  |  | TRUE | Added 27/04/2023 Following Sub Con Input |  | Point | TBC | Parent
733 | TBC | TBC | Lighting touch screen |  | Electrical | Electrical | TRUE | No | No | No | TBC | TBC |  | TBC | Refer to MEP Systems Sheet |  |  | TRUE | Added 27/04/2023 Following Sub Con Input |  | Point | TBC | Parent
734 | TBC | TBC | Escalator control panel |  | Electrical | Electrical | TRUE | No | No | No | TBC | TBC |  | TBC | Refer to MEP Systems Sheet |  |  | TRUE | Added 27/04/2023 Following Sub Con Input |  | Point | TBC | Parent
735 | TBT | ACTIVE | High Voltage Traction Bus Tie | No | Electrical Traction | Electrical | FALSE | No | No | No | No | Yes | LOI 1 | No | Refer to MEP Systems Sheet | TRAC A, TRAC B, DC A, DC B | TRAC A, TRAC B, DC A, DC B | TRUE | Reviewed by Karlo Siljeg 21/03/22 |  | Point | Yes | Parent |  | 1.1.9.2 | Traction Power | RTO | RTO | Pr_60_70_36 | High voltage switchgear and transformers | Pr_60_70_36_82 | High voltage switches
736 | TCB | ACTIVE | High Voltage Traction Circuit Breaker | Yes | Electrical Traction | Electrical | FALSE | No | No | No | No | Yes | LOI 1 | No | Refer to MEP Systems Sheet | TRAC A, TRAC B, DC A, DC B | TRAC A, TRAC B, DC A, DC B | TRUE | Reviewed by Karlo Siljeg 21/03/22 |  | Point | Yes | Child |  | 1.1.9.2 | Traction Power | RTO | RTO | Pr_60_70_36 | High voltage switchgear and transformers | Pr_60_70_36_12 | High voltage circuit breakers
737 | TCC | ACTIVE | Telecommunications Cabinet |  | Telecommunication | Electrical | FALSE | Yes | No | Yes | Yes | Yes | LOI 3 | Yes | Refer to MEP Systems Sheet | CONT | Telecommunication Equipment | FALSE | Reviewed by KS on 28/06/2022 |  | Point | Yes | Parent |  | 1.1.5 | ICT/OCS | Unallocated | Unallocated | Pr_80_77_28 | Equipment enclosures, cabinets, boxes and housings | Pr_80_77_28_21 | Data equipment cabinets
738 | TCD | ACTIVE | Tunnel Critical Distribution Board | Yes | Electrical LV | Electrical | FALSE | Yes | No | Yes | Yes | Yes | LOI 3 | Yes | Refer to MEP Systems Sheet | Power LV | Power LV | TRUE | Reviewed by Karlo Siljeg 21/03/22 |  | Point | Yes | Parent |  | 1.1.9.3.1 | LV Power | MCo | RTO | Pr_60_70_22 | Distribution boxes and switchboards | Pr_60_70_22_22 | Distribution boards
739 | TCI | ACTIVE | Traction Cable Indicator | Yes | Electrical Traction | Electrical | FALSE | No | No | No | No | Yes | LOI 1 | Yes | Refer to MEP Systems Sheet | TRAC A, TRAC B, DC A, DC B | TRAC A, TRAC B, DC A, DC B | TRUE | Reviewed by Karlo Siljeg 21/03/22 |  | Point | Yes | Parent |  | 1.1.9.2 | Traction Power | RTO | RTO |  | Need to allocate
740 | TDB | ACTIVE | Tunnel Essential Distribution Board | Yes | Electrical LV | Electrical | FALSE | No | No | No | Yes | Yes | LOI 3 | Yes | Refer to MEP Systems Sheet | Power LV | Power LV | TRUE | Reviewed by Karlo Siljeg 21/03/22 |  | Point | Yes | Parent |  | 1.1.9.3.1 | LV Power | MCo | RTO | Pr_60_70_22 | Distribution boxes and switchboards | Pr_60_70_22_22 | Distribution boards
741 | TDU | ACTIVE | Thyristor Drainage Unit | Yes | Electrical Traction | Electrical | FALSE | Yes | No | Yes | Yes | Yes | LOI 3 | No | Refer to MEP Systems Sheet | TRAC A, TRAC B, DC A, DC B | TRAC A, TRAC B, DC A, DC B | TRUE | Reviewed by Karlo Siljeg 21/03/22 |  | Point | Yes | Parent |  | 1.1.9.2 | Traction Power | RTO | RTO | Pr_65_72_27 | Electrical protective devices
742 | TEB | ACTIVE | High Voltage Traction Earth Bar | Yes | Electrical Traction | Electrical | FALSE | Yes | No | Yes | Yes | Yes | LOI 3 | No | Refer to MEP Systems Sheet | TRAC A, TRAC B, DC A, DC B | TRAC A, TRAC B, DC A, DC B | TRUE | Reviewed by Karlo Siljeg 21/03/22 |  | Point | Yes | Parent |  | 1.1.9.5 | Earthing And Bonding | RTO | RTO | Pr_65_70_46 | Lightning protection and earthing components | Pr_65_70_46_24 | Earth bars
743 | TED | ACTIVE | Tunnel Emergency Lighting Distribution Board | Yes | Electrical LV | Electrical | FALSE | Yes | No | Yes | Yes | Yes | LOI 3 | Yes | Refer to MEP Systems Sheet | Power LV | Power LV | TRUE | Reviewed by Karlo Siljeg 21/03/22 |  | Point | Yes | Parent |  | 1.1.8.2 | Emergency Management System | RTO | RTO | Pr_60_70_22 | Distribution boxes and switchboards | Pr_60_70_22_22 | Distribution boards
744 | TEF | ACTIVE | Toilet Exhaust Fan | Yes | Mechanical | Mechanical | TRUE | Yes | No | Yes | Yes | Yes | LOI 3 | No | Refer to MEP Systems Sheet | TOE | TOE | TRUE | Reviewed by Karlo Siljeg 21/03/22 |  | Point | Yes | Parent |  | 1.1.3.3.2 | MVAC | MCo | RTO | Pr_65_67_29 | Fans | Pr_65_67_29_05 | Axial flow fans
745 | TEL | ACTIVE | Tunnel Emergency Light | Yes | Electrical LV | Electrical | FALSE | Yes | No | Yes | Yes | Yes | LOI 3 | No | Refer to MEP Systems Sheet | Power LV | Power LV | TRUE | Reviewed by Karlo Siljeg 21/03/22 |  | Point | Yes | Parent |  | 1.1.8.2 | Emergency Management System | RTO | RTO | Pr_70_70_48 | Luminaires, lighting track and lighting accessories
746 | TEP | ACTIVE | Tunnel Drainage Pump | Yes | Hydraulic | Hydraulic | TRUE | Yes | No | Yes | Yes | Yes | LOI 3 | Yes | Refer to MEP Systems Sheet | TDR | TDR | TRUE | Reviewed by Karlo Siljeg 21/03/22 |  | Point | Yes | Parent |  | 1.1.3.2 | Hydraulic System | MCo | RTO | Pr_65_53_86 | Supply and exhaust pumps | Pr_65_53_86_86 | Suction pumps
747 | TER | ACTIVE | Telephone System Equipment Rack | Yes | Telecommunication | Electrical | FALSE | No | No | No | Yes | Yes | LOI 3 | Yes | Refer to MEP Systems Sheet | CONT | Telecommunication Equipment | FALSE | Reviewed by Karlo Siljeg 21/03/22 |  | Point | Yes | Parent |  | 1.1.5 | ICT/OCS | Unallocated | Unallocated | Pr_80_77_27 | Equipment boards, racks and supports | Pr_80_77_27_42 | IT and telecommunications equipment racks
748 | TES | ACTIVE | Traction Earth Switch | Yes | Electrical Traction | Electrical | FALSE | No | No | No | No | Yes | LOI 1 | No | Refer to MEP Systems Sheet | TRAC A, TRAC B, DC A, DC B | TRAC A, TRAC B, DC A, DC B | TRUE | Reviewed by Karlo Siljeg 21/03/22 |  | Point | Yes | Child |  | 1.1.9.2 | Traction Power | RTO | RTO | Pr_60_70_36 | High voltage switchgear and transformers | Pr_60_70_36_26 | High voltage earthing switches
749 | TEV | ACTIVE | Tempering Valve | Yes | Hydraulic | Hydraulic | TRUE | Yes | No | Yes | Yes | Yes | LOI 3 | No | Refer to MEP Systems Sheet | DCW | DCW | TRUE | Reviewed by Karlo Siljeg 21/03/22 |  | Point | Yes | Parent |  | 1.1.3.2 | Hydraulic System | MCo | RTO | Pr_65_54_95 | Water services valves | Pr_65_54_95_87 | Tempering valves | LOI Category Updated to suite Model Active Types
750 | TEX | ACTIVE | Temperature Sensor | Yes | Instrumentation & Control | Instrumentation & Control | TRUE | Yes | No | No | Yes | Yes | LOI 3 | No | Refer to MEP Systems Sheet | CONT | Controls | FALSE | Reviewed by Karlo Siljeg 21/03/22 |  | Point | Yes | Child |  | 1.1.8.1 | Building Management System | MCo | RTO/MCo | Pr_75_50_76 | Sensors and detectors | Pr_75_50_76_73 | Room temperature sensors | LOI Category Updated to suite Model Active Types
751 | TFD | ACTIVE | Tunnel Fan Damper | Yes | Tunnel Ventilation System | Mechanical | FALSE | Yes | No | Yes | Yes | Yes | LOI 3 | No | Refer to MEP Systems Sheet | OTE | TVS, OTE | FALSE | Reviewed by Karlo Siljeg 21/03/22 |  | Point | Yes | Parent |  | 1.1.7.1 | Tunnel Ventilation | MCo | RTO | Pr_65_65_24 | Duct dampers | Pr_65_65_24_68 | Pressure relief dampers
752 | TFM | ACTIVE | Tunnel Fire Main (Pipe only) |  | Tunnel facilities | Fire | FALSE | Yes | No | No | Yes | Yes | LOI 3 | No | Refer to MEP Systems Sheet | Unassigned | Tunnel Fire Mains | FALSE | Reviewed by KS on 28/06/2022 |  | Linear | Yes | Parent |  | 1.1.1.1.3.3 | Tunnel | MCo | RTO | Pr_65_52_63 | Pipes and fittings
753 | TFN | ACTIVE | Tunnel Vent Fan | Yes | Tunnel Ventilation System | Mechanical | FALSE | Yes | No | Yes | Yes | Yes | LOI 3 | Yes | Refer to MEP Systems Sheet | OTE | TVS, OTE | FALSE | Reviewed by Karlo Siljeg 21/03/22 |  | Point | Yes | Parent |  | 1.1.7.1 | Tunnel Ventilation | MCo | RTO | Pr_65_67_29 | Fans | Pr_65_67_29_05 | Axial flow fans
754 | TGL | ACTIVE | Tunnel General Light | Yes | Electrical LV | Electrical | FALSE | Yes | No | Yes | Yes | Yes | LOI 3 | No | Refer to MEP Systems Sheet | Power LV | Power LV | TRUE | Reviewed by Karlo Siljeg 21/03/22 |  | Point | Yes | Parent |  | 1.1.6.1 | Tunnel Lighting | RTO | RTO | Pr_70_70_48 | Luminaires, lighting track and lighting accessories
755 | TGO | ACTIVE | Tunnel General Purpose Outlet | Yes | Electrical LV | Electrical | FALSE | Yes | No | Yes | Yes | Yes | LOI 3 | No | Refer to MEP Systems Sheet | Power LV | Power LV | TRUE | Reviewed by Karlo Siljeg 21/03/22 |  | Point | Yes | Parent |  | 1.1.9.3.1 | LV Power | MCo | RTO | Pr_65_72_97 | Wiring accessories | Pr_65_72_97_84 | Standard socket outlets
756 | THS | ACTIVE | High Voltage Traction Switchboard | Yes | Electrical Traction | Electrical | FALSE | Yes | No | Yes | Yes | Yes | LOI 3 | Yes | Refer to MEP Systems Sheet | TRAC A, TRAC B, DC A, DC B | TRAC A, TRAC B, DC A, DC B | TRUE | Reviewed by Karlo Siljeg 21/03/22 |  | Point | Yes | Parent |  | 1.1.9.2.1 | Traction Substation | RTO | RTO | Pr_60_70_36 | High voltage switchgear and transformers | Pr_60_70_36_53 | High voltage modular switchboards
757 | TIA | ACTIVE | Tunnel Intruder Alarm |  | Security Systems | Electrical | FALSE | No | No | No | Yes | Yes | LOI 3 | No | Refer to MEP Systems Sheet | SEC | Security System | FALSE | Reviewed by KS on 28/06/2022 |  | Point | Yes | Parent |  | 1.1.5.5.4 | Security Control System | RTO | RTO | Pr_75_80 | Protection and security control products | Pr_75_80_42 | Intrusion and hold-up alarm devices and control equipment
758 | TIN | ACTIVE | Tunnel Indication (Safe to enter markers) |  | Conventional Signalling | Conventional Signalling | TRUE | No | No | No | Yes | Yes | LOI 3 | No | Refer to MEP Systems Sheet | SIGNALLING | SIGNALLING | TRUE | Reviewed by KS on 28/06/2022 |  | Point | Yes | Parent |  | 1.2.9 | Signalling | RTO | RTO |  | Need to allocate
759 | TIS | ACTIVE | High Voltage Traction Isolator | Yes | Electrical Traction | Electrical | FALSE | No | No | No | Yes | Yes | LOI 3 | No | Refer to MEP Systems Sheet | TRAC A, TRAC B, DC A, DC B | TRAC A, TRAC B, DC A, DC B | TRUE | Reviewed by Karlo Siljeg 21/03/22 |  | Point | Yes | Parent |  | 1.1.9.2.1 | Traction Substation | RTO | RTO | Pr_60_70_36 | High voltage switchgear and transformers | Pr_60_70_36_80 | High voltage switch-disconnectors
760 | TJB | ACTIVE | Telecommunication Junction Box | Yes | Electrical LV | Electrical | FALSE | No | No | No | Yes | Yes | LOI 3 | No | Refer to MEP Systems Sheet | Power LV | Power LV | TRUE | Reviewed by Karlo Siljeg 21/03/22 |  | Point | Yes | Parent |  | 1.1.9.3.1 | LV Power | MCo | RTO | Pr_80_77_28 | Equipment enclosures, cabinets, boxes and housings | Pr_80_77_28_08 | Cable junction boxes
761 | TLM | ACTIVE | Telemetry Rack |  | Data Transmission System | Data Transmission System | TRUE | No | No | No | Yes | Yes | LOI 3 | Yes | Refer to MEP Systems Sheet | SIGNALLING |  | FALSE | Reviewed by KS on 28/06/2022 |  | Point | Yes | Parent |  | 1.1.5 | ICT/OCS | Unallocated | Unallocated | Pr_80_77_27 | Equipment boards, racks and supports | Pr_80_77_27_42 | IT and telecommunications equipment racks
762 | TMA | ACTIVE | Signal Tilt Mast |  | Conventional Signalling | Conventional Signalling | TRUE | No | No | No | Yes | Yes | LOI 3 | No | Refer to MEP Systems Sheet | SIGNALLING | SIGNALLING | TRUE | Reviewed by KS on 28/06/2022 |  | Point | Yes | Parent |  | 1.2.9 | Signalling | RTO | RTO |  | Need to allocate
763 | TMP | ACTIVE | High Voltage Traction Metering Panel | Yes | Electrical Traction | Electrical | FALSE | No | No | No | Yes | Yes | LOI 3 | Yes | Refer to MEP Systems Sheet | TRAC A, TRAC B, DC A, DC B | TRAC A, TRAC B, DC A, DC B | TRUE | Reviewed by Karlo Siljeg 21/03/22 |  | Point | Yes | Parent |  | 1.1.9.2.1 | Traction Substation | RTO | RTO | Pr_65_72_43 | Power conditioning equipment | Pr_65_72_43_96 | Voltage transformers
764 | TMV | ACTIVE | Thermostatic mixing valve | Yes | Hydraulic | Hydraulic | TRUE | Yes | No | Yes | Yes | Yes | LOI 3 | No | Refer to MEP Systems Sheet | DCW | DCW | TRUE | Reviewed by Karlo Siljeg 21/03/22 |  | Point | Yes | Parent |  | 1.1.3.2 | Hydraulic System | MCo | RTO | Pr_65_54_95 | Water services valves | Pr_65_54_95_88 | Thermostatic mixing valves
765 | TPD | ACTIVE | Tunnel Pumped Drainage (Pipe only) |  | Tunnel facilities | Hydraulic | FALSE | No | No | No | No | Yes | LOI 1 | No | Refer to MEP Systems Sheet | Unassigned | Tunnel facilities | FALSE | Reviewed by KS on 28/06/2022 |  | Linear | Yes | Parent |  | 1.1.1.1.3.3 | Tunnel | MCo | RTO | Pr_65_52_63 | Pipes and fittings
766 | TPE | ACTIVE | High Voltage Traction Protection Relay | Yes | Electrical Traction | Electrical | FALSE | No | No | No | No | Yes | LOI 1 | No | Refer to MEP Systems Sheet | TRAC A, TRAC B, DC A, DC B | TRAC A, TRAC B, DC A, DC B | TRUE | Reviewed by Karlo Siljeg 21/03/22 |  | Point | Yes | Child |  | 1.1.9.2.1 | Traction Substation | RTO | RTO | Pr_75_50_50 | Measuring and monitoring relays
767 | TPL | ACTIVE | Tunnel Water Treatment Plant | No | Hydraulic | Hydraulic | TRUE | No | No | No | Yes | Yes | LOI 3 | Yes | Refer to MEP Systems Sheet | TDR |  | FALSE | Reviewed by Karlo Siljeg 21/03/22 | Added in the Asset Master Register 6/06/2022 | Point | Yes | Parent |  | 1.1.3.2 | Hydraulic System | MCo | RTO | Pr_60_45 | Water filtration and treatment products
768 | TPM | ACTIVE | Power Monitor (Traction) | No | Instrumentation & Control | Instrumentation & Control | TRUE | No | No | No | Yes | Yes | LOI 3 | Yes | Refer to MEP Systems Sheet | CONT | Controls | FALSE | Reviewed by Karlo Siljeg 21/03/22 |  | Point | Yes | Parent |  | 1.1.8 | Control Systems | Unallocated | Unallocated | Pr_75_75_15 | Computers and peripherals | Pr_75_75_15_24 | Display screen monitors
769 | TPP | ACTIVE | High Voltage Traction Protection Panel | Yes | Electrical Traction | Electrical | FALSE | No | No | No | Yes | Yes | LOI 3 | Yes | Refer to MEP Systems Sheet | TRAC A, TRAC B, DC A, DC B | TRAC A, TRAC B, DC A, DC B | TRUE | Reviewed by Karlo Siljeg 21/03/22 |  | Point | Yes | Parent |  | 1.1.9.2.1 | Traction Substation | RTO | RTO | Pr_60_70_36 | High voltage switchgear and transformers | Pr_60_70_36_83 | High voltage switchgear protection and control modules
770 | TPW | ACTIVE | TPWS |  | Conventional Signalling | Conventional Signalling | TRUE | No | No | No | Yes | Yes | LOI 3 | No | Refer to MEP Systems Sheet | SIGNALLING | SIGNALLING | TRUE | Reviewed by KS on 28/06/2022 |  | Point | Yes | Parent |  | 1.2.9 | Signalling | RTO | RTO |  | Need to allocate
771 | TQF | ACTIVE | High Voltage Traction Circuit Breaker, Feeder | Yes | Electrical Traction | Electrical | FALSE | No | No | Yes | No | Yes | LOI 1 | No | Refer to MEP Systems Sheet | TRAC A, TRAC B, DC A, DC B | TRAC A, TRAC B, DC A, DC B | TRUE | Reviewed by Karlo Siljeg 21/03/22 |  | Point | Yes | Child |  | 1.1.9.2.1 | Traction Substation | RTO | RTO | Pr_60_70_36 | High voltage switchgear and transformers | Pr_60_70_36_12 | High voltage circuit breakers
772 | TQI | ACTIVE | High Voltage Traction Circuit Breaker, Incomer | Yes | Electrical Traction | Electrical | FALSE | No | No | Yes | No | Yes | LOI 1 | No | Refer to MEP Systems Sheet | TRAC A, TRAC B, DC A, DC B | TRAC A, TRAC B, DC A, DC B | TRUE | Reviewed by Karlo Siljeg 21/03/22 |  | Point | Yes | Child |  | 1.1.9.2.1 | Traction Substation | RTO | RTO | Pr_60_70_36 | High voltage switchgear and transformers | Pr_60_70_36_12 | High voltage circuit breakers
773 | TRA | ACTIVE | Trackside Radio Assembly |  | Data Transmission System | Data Transmission System | TRUE | No | No | No | Yes | Yes | LOI 3 | Yes | Refer to MEP Systems Sheet | COMMS A, COMMS B |  | FALSE | Reviewed by KS on 28/06/2022 |  | Point | Yes | Parent |  | 1.1.5 | ICT/OCS | Unallocated | Unallocated | Pr_70_75_88 | Telecoms equipment | Pr_70_75_88_83 | Telecommunications system controllers
774 | TRD | ACTIVE | Distribution Transformer | Yes | Electrical HV | Electrical | FALSE | Yes | No | Yes | Yes | Yes | LOI 3 | Yes | Refer to MEP Systems Sheet | POWER HV | Power HV | FALSE | Reviewed by Karlo Siljeg 21/03/22 |  | Point | Yes | Parent |  | 1.1.9.3 | Station Substation | MCo | RTO | Pr_60_70_36 | High voltage switchgear and transformers | Pr_60_70_36_24 | High voltage dry type transformers
775 | TRI | ACTIVE | Isolation Transformer | Yes | Electrical HV | Electrical | FALSE | No | No | No | Yes | Yes | LOI 3 | Yes | Refer to MEP Systems Sheet | POWER HV | Power HV | FALSE | Reviewed by Karlo Siljeg 21/03/22 |  | Point | Yes | Parent |  | 1.1.9.3 | Station Substation | MCo | RTO | Pr_65_72_27 | Electrical protective devices | Pr_65_72_27_42 | Isolation transformers
776 | TRL | ACTIVE | Top of Rail Friction Modifier Rail Lubricator |  | Tunnel facilities | Tunnel facilities | TRUE | No | No | No | Yes | Yes | LOI 3 | No | Refer to MEP Systems Sheet |  | Rail Equipment | FALSE | Added 19/04/2023 following AMR review |  | Point | Yes | Parent
777 | TRN | ACTIVE | Traction Inverter Transformer | Yes | Electrical Traction | Electrical | FALSE | Yes | No | Yes | Yes | Yes | LOI 3 | Yes | Refer to MEP Systems Sheet | TRAC A, TRAC B, DC A, DC B | TRAC A, TRAC B, DC A, DC B | TRUE | Reviewed by Karlo Siljeg 21/03/22 |  | Point | Yes | Parent |  | 1.1.9.2.1 | Traction Substation | RTO | RTO | Pr_60_70_36 | High voltage switchgear and transformers
778 | TRP | ACTIVE | Power Transformer | Yes | Electrical HV | Electrical | FALSE | No | No | Yes | Yes | Yes | LOI 3 | Yes | Refer to MEP Systems Sheet | POWER HV | Power HV | FALSE | Reviewed by Karlo Siljeg 21/03/22 |  | Point | Yes | Parent |  | 1.1.9.3 | Station Substation | MCo | RTO | Pr_60_70_36 | High voltage switchgear and transformers | Pr_60_70_36_30 | High voltage liquid immersed transformers
779 | TRX | ACTIVE | Traction Transformer | Yes | Electrical Traction | Electrical | FALSE | Yes | No | Yes | Yes | Yes | LOI 3 | Yes | Refer to MEP Systems Sheet | TRAC A, TRAC B, DC A, DC B | TRAC A, TRAC B, DC A, DC B | TRUE | Reviewed by Karlo Siljeg 21/03/22 |  | Point | Yes | Parent |  | 1.1.9.2.1 | Traction Substation | RTO | RTO | Pr_60_70_36 | High voltage switchgear and transformers
780 | TSD | ACTIVE | High Voltage Traction Surge Diverter | Yes | Electrical Traction | Electrical | FALSE | No | No | No | Yes | Yes | LOI 3 | Yes | Refer to MEP Systems Sheet | TRAC A, TRAC B, DC A, DC B | TRAC A, TRAC B, DC A, DC B | TRUE | Reviewed by Karlo Siljeg 21/03/22 |  | Point | Yes | Parent |  | 1.1.9.2.1 | Traction Substation | RTO | RTO | Pr_65_72_27 | Electrical protective devices | Pr_65_72_27_88 | Transient overvoltage surge suppression devices
781 | TSI | ACTIVE | Tunnel Signage |  | Conventional Signalling | Conventional Signalling | TRUE | No | No | Yes | Yes | Yes | LOI 3 | Yes | Refer to MEP Systems Sheet | SIGNALLING | SIGNALLING | TRUE | Reviewed by KS on 28/06/2022 |  | Point | Yes | Parent |  | 1.2.9.5.6 | Signalling Signage | RTO | RTO | Pr_40_10_77 | Signs and markers
782 | TST | ACTIVE | Train Stop |  | Conventional Signalling | Conventional Signalling | TRUE | No | No | No | Yes | Yes | LOI 3 | No | Refer to MEP Systems Sheet | SIGNALLING | SIGNALLING | TRUE | Reviewed by KS on 28/06/2022 |  | Point | Yes | Parent |  | 1.2.9 | Signalling | RTO | RTO | Pr_70_75_70 | Rail signals, indicators and controls | Pr_70_75_70_92 | Train stops
783 | TSW | ACTIVE | Tamper Switch |  | Security Systems | Electrical | FALSE | No | No | No | Yes | Yes | LOI 3 | Yes | Refer to MEP Systems Sheet | SEC | Security System | FALSE | Reviewed by KS on 28/06/2022 |  | Point | Yes | Parent |  | 1.1.5.5.4 | Security Control System | RTO | RTO | Pr_75_80_42 | Intrusion and hold-up alarm devices and control equipment | Pr_75_80_42_67 | Protective switches
784 | TTD | ACTIVE | Tunnel Trackway Damper | Yes | Tunnel Ventilation System | Mechanical | FALSE | Yes | No | Yes | Yes | Yes | LOI 3 | No | Refer to MEP Systems Sheet | Unassigned | TVS | FALSE | Reviewed by Karlo Siljeg 21/03/22 |  | Point | Yes | Parent |  | 1.1.7.1 | Tunnel Ventilation | MCo | RTO | Pr_65_65_24 | Duct dampers | Pr_65_65_24_68 | Pressure relief dampers
785 | TTP | ACTIVE | Transformer Temperature Panel |  | Electrical Traction | Electrical | FALSE | No | No | No | Yes | Yes | LOI 3 | Yes | Refer to MEP Systems Sheet | TRAC A, TRAC B, DC A, DC B | TRAC A, TRAC B, DC A, DC B | TRUE | Reviewed by KS on 06/06/2022 |  | Point | Yes | Parent |  | 1.1.9.2.1 | Traction Substation | RTO | RTO | Pr_75_50_18 | Controllers and control panels | Pr_75_50_18_17 | Control panels
786 | TTX | ACTIVE | Temperature Transmitter |  | Instrumentation & Control | Instrumentation & Control | TRUE | No | No | No | Yes | Yes | LOI 3 | No | Refer to MEP Systems Sheet | CONT | Controls | FALSE | Reviewed by KS on 06/06/2022 |  | Point | Yes | Parent |  | 1.1.8.1 | Building Management System | MCo | RTO/MCo | Pr_75_50_76 | Sensors and detectors
787 | TUN | ACTIVE | Tundish | No | Hydraulic | Mechanical, Hydraulic | FALSE | Yes | No | Yes | Yes | Yes | LOI 3 | No | Refer to MEP Systems Sheet | DWP, SDR, SDM, STW, SWM, TDR, TDM | TVS | FALSE | Reviewed by Karlo Siljeg 21/03/22 |  | Point | Yes | Parent |  | 1.1.3.2 | Hydraulic System | MCo | RTO | Pr_65_52_61 | Pipe accessories | Pr_65_52_61_91 | Tundishes
788 | TVC | ACTIVE | Tunnel Ventilation Control Cabinet | Yes | Instrumentation & Control | Instrumentation & Control | TRUE | Yes | No | Yes | Yes | Yes | LOI 3 | Yes | Refer to MEP Systems Sheet | TVS | Controls | FALSE | Reviewed by Karlo Siljeg 21/03/22 | Added in the Asset Master Register 6/06/2022 | Point | Yes | Parent |  | 1.1.7.3 | Tunnel Ventilation Control System | MCo | RTO | Pr_75_50_18 | Controllers and control panels | Pr_75_50_18_17 | Control panels
789 | TVE | RETIRED | Tempering Valve * |  | Hydraulic | Hydraulic | TRUE | No | No | No | No | Yes | LOI 1 | No | Refer to MEP Systems Sheet | Unassigned | TVS | FALSE | Removed as per CYP-GCOR-252762 |  | Point | Yes | Child |  | 1.1.3.2 | Hydraulic System | MCo | RTO |  | Need to allocate
790 | TVI | ACTIVE | Tunnel Ventilation I/O Panel | Yes | Instrumentation & Control | Instrumentation & Control | TRUE | Yes | No | Yes | Yes | Yes | LOI 3 | Yes | Refer to MEP Systems Sheet | TVS | Controls | FALSE | Reviewed by Karlo Siljeg 21/03/22 | Added in the Asset Master Register 6/06/2022 | Point | Yes | Parent |  | 1.1.7.3 | Tunnel Ventilation Control System | MCo | RTO | Pr_75_50_18 | Controllers and control panels | Pr_75_50_18_17 | Control panels
791 | TVM | ACTIVE | TVCS Maintenance Panel | Yes | Instrumentation & Control | Instrumentation & Control | TRUE | No | No | No | Yes | Yes | LOI 3 | Yes | Refer to MEP Systems Sheet | TVS | Controls | FALSE | Reviewed by Karlo Siljeg 21/03/22 | Added in the Asset Master Register 6/06/2022 | Point | Yes | Parent |  | 1.1.8 | Control Systems | Unallocated | Unallocated | Pr_75_50_18 | Controllers and control panels | Pr_75_50_18_17 | Control panels
792 | TVP | ACTIVE | Tunnel Ventilation Transition Piece | No | Tunnel Ventilation System | Mechanical | FALSE | No | No | No | No | Yes | LOI 1 | No | Refer to MEP Systems Sheet | Unassigned | TVS | FALSE | Reviewed by Karlo Siljeg 21/03/22 | Added in the Asset Master Register 6/06/2022 | Point | Yes | Child |  | 1.1.7.1 | Tunnel Ventilation | MCo | RTO | Pr_30_59_96 | Wall venting products | Pr_30_59_96_92 | Ventilation ducts
793 | TVR | ACTIVE | Tunnel Ventilation Control System Rack | No | Instrumentation & Control | Instrumentation & Control | TRUE | No | No | No | No | Yes | LOI 1 | Yes | Refer to MEP Systems Sheet | TVS | Controls | FALSE | Reviewed by Karlo Siljeg 21/03/22 | Added in the Asset Master Register 6/06/2022 | Point | Yes | Child |  | 1.1.7.3 | Tunnel Ventilation Control System | MCo | RTO | Pr_80_77_27 | Equipment boards, racks and supports | Pr_80_77_27_42 | IT and telecommunications equipment racks
794 | TVW | ACTIVE | TVCS Workstation |  | Instrumentation & Control | Instrumentation & Control | TRUE | No | No | No | Yes | Yes | LOI 3 | Yes | Refer to MEP Systems Sheet | TVS | Controls | FALSE | Reviewed by KS on 28/06/2022 |  | Point | Yes | Parent |  | 1.1.8 | Control Systems | Unallocated | Unallocated | Pr_70_75_15 | Computers and peripherals | Pr_70_75_15_24 | Display screen monitors
795 | TWP | ACTIVE | Treated Water Pumps | Yes | Hydraulic | Hydraulic | TRUE | No | No | No | Yes | Yes | LOI 3 | Yes | Refer to MEP Systems Sheet | TRW |  | FALSE | Reviewed by Karlo Siljeg 21/03/22 | Added in the Asset Master Register 6/06/2022 | Point | Yes | Parent |  | 1.1.3.2 | Hydraulic System | MCo | RTO | Pr_65_53_86 | Supply and exhaust pumps | Pr_65_53_86_86 | Suction pumps
796 | TWS | ACTIVE | Tunnel Walkway System |  | Tunnel facilities | Tunnel facilities | TRUE | No | No | No | No | Yes | LOI 1 | No | Refer to MEP Systems Sheet | Unassigned | Tunnel Walkway | FALSE | Reviewed by KS on 28/06/2022 |  | Point | Yes | Parent |  | 1.1.1.1.1 | Walkway | MCo | RTO | Ss_35_10_30 | Fixed utilitarian access systems | Ss_35_10_30_95 | Working platform and walkway systems
797 | TWT | ACTIVE | Tunnel Water Tank | No | Hydraulic | Hydraulic | TRUE | No | No | No | Yes | Yes | LOI 3 | Yes | Refer to MEP Systems Sheet | TDR |  | FALSE | Reviewed by Karlo Siljeg 21/03/22 | Added in the Asset Master Register 6/06/2022 | Point | Yes | Parent |  | 1.1.3.2 | Hydraulic System | MCo | RTO | Pr_60_50_96 | Water tanks and cisterns | Pr_60_50_96_36 | Glass reinforced plastics tanks
798 | TWV | ACTIVE | Three Way Valve | Yes | Hydraulic | Hydraulic | TRUE | No | No | No | No | Yes | LOI 1 | No | Refer to MEP Systems Sheet | TDW, DCW, DHW, DHF, DHR, DTW, FTW, TRW |  | FALSE | Reviewed by Karlo Siljeg 21/03/22 |  | Point | Yes | Child |  | 1.1.3.2 | Hydraulic System | MCo | RTO | Pr_65_54_95 | Water services valves | Pr_65_54_95_91 | Three-way valves
799 | UBT | ACTIVE | Critical Bus Tie |  | Electrical LV | Electrical | FALSE | No | No | No | No | Yes | LOI 1 | No | Refer to MEP Systems Sheet | Power LV | Power LV | TRUE | Reviewed by KS on 06/06/2022 | Added in the Asset Master Register 6/06/2022 | Point | Yes | Parent |  | 1.1.9.3.1 | LV Power | MCo | RTO | Pr_60_70_48 | Low voltage switchgear | Pr_60_70_48_48 | Low voltage switches
800 | UCD | ACTIVE | UPS Coms Distribution Board | Yes | Telecommunication | Electrical | FALSE | No | No | No | Yes | Yes | LOI 3 | Yes | Refer to MEP Systems Sheet | CONT | Telecommunication Equipment | FALSE | Reviewed by Karlo Siljeg 21/03/22 |  | Point | Yes | Parent |  | 1.1.5 | ICT/OCS | Unallocated | Unallocated | Pr_60_70_22 | Distribution boxes and switchboards | Pr_60_70_22_22 | Distribution boards
801 | UDB | ACTIVE | Main UPS Distribution Board | Yes | Electrical LV | Electrical | FALSE | Yes | No | Yes | Yes | Yes | LOI 3 | Yes | Refer to MEP Systems Sheet | Power LV | Power LV | TRUE | Reviewed by Karlo Siljeg 21/03/22 |  | Point | Yes | Parent |  | 1.1.9.3.1 | LV Power | MCo | RTO | Pr_60_70_22 | Distribution boxes and switchboards | Pr_60_70_22_22 | Distribution boards
802 | UER | ACTIVE | UHF Radio Rebroadcast Equipment Rack | Yes | Telecommunication | Electrical | FALSE | No | No | No | Yes | Yes | LOI 3 | Yes | Refer to MEP Systems Sheet | COMMS A, COMMS B | Telecommunication Equipment | FALSE | Reviewed by Karlo Siljeg 21/03/22 |  | Point | Yes | Parent |  | 1.1.5 | ICT/OCS | Unallocated | Unallocated | Pr_80_77_27 | Equipment boards, racks and supports | Pr_80_77_27_42 | IT and telecommunications equipment racks
803 | UHA | ACTIVE | UHF Amplifier | Yes | Telecommunication | Electrical | FALSE | No | No | No | Yes | Yes | LOI 3 | Yes | Refer to MEP Systems Sheet | COMMS A, COMMS B | Telecommunication Equipment | FALSE | Reviewed by Karlo Siljeg 21/03/22 |  | Point | Yes | Parent |  | 1.1.5 | ICT/OCS | Unallocated | Unallocated | Pr_60_75_08 | Audio and visual source products | Pr_60_75_08_02 | Audio amplifiers
804 | UHT | ACTIVE | UHF Attenuator | Yes | Telecommunication | Electrical | FALSE | No | No | No | Yes | Yes | LOI 3 | Yes | Refer to MEP Systems Sheet | COMMS A, COMMS B | Telecommunication Equipment | FALSE | Reviewed by Karlo Siljeg 21/03/22 |  | Point | Yes | Parent |  | 1.1.5 | ICT/OCS | Unallocated | Unallocated | Pr_70_75_69 | Radio communications products
805 | ULD | ACTIVE | UPS Lighting Distribution Board | Yes | Electrical LV | Electrical | FALSE | No | No | No | Yes | Yes | LOI 3 | Yes | Refer to MEP Systems Sheet | Power LV | Power LV | TRUE | Reviewed by Karlo Siljeg 21/03/22 |  | Point | Yes | Parent |  | 1.1.9.3.1 | LV Power | MCo | RTO | Pr_60_70_22 | Distribution boxes and switchboards | Pr_60_70_22_22 | Distribution boards
806 | UPS | ACTIVE | Uninterruptible Power Supply | Yes | Electrical LV | Electrical | FALSE | Yes | No | Yes | Yes | Yes | LOI 3 | Yes | Refer to MEP Systems Sheet | Power LV | Power LV | TRUE | Reviewed by Karlo Siljeg 21/03/22 |  | Point | Yes | Parent |  | 1.1.9.3.1 | LV Power | MCo | RTO | Pr_60_70_64 | Power conditioning supply equipment | Pr_60_70_64_93 | Uninterruptible power supply (UPS) units
807 | UPT | ACTIVE | Utility Pit | Yes | Electrical (Common) | Electrical | FALSE | Yes | No | Yes | Yes | Yes | LOI 3 | Yes | Refer to MEP Systems Sheet | Unassigned | Varies | FALSE | Reviewed by Karlo Siljeg 21/03/22 |  | Point | Yes | Parent |  | 1.1.9.3.1 | LV Power | MCo | RTO | Ss_37_16_90 | Trench, pipeway and pit systems | Ss_37_16_90_63 | Pit systems
808 | UTX | ACTIVE | Under Track Crossing Conduit | Yes | Electrical (Common) | Electrical | FALSE | Yes | No | Yes | Yes | Yes | LOI 3 | No | Refer to MEP Systems Sheet | Unassigned | Varies | FALSE | Reviewed by Karlo Siljeg 21/03/22 |  | Linear | Yes | Parent |  | 1.1.9.3.1 | LV Power | MCo | RTO | Pr_65_70_11 | Cable management | Pr_65_70_11_71 | Rigid Conduit
809 | VAD | ACTIVE | Visual Warning Device | Yes | Fire | Fire | TRUE | Yes | No | Yes | Yes | Yes | LOI 3 | Yes | Refer to MEP Systems Sheet | FTH, FHS, GSU | FTH, FHS, GSU | TRUE | Reviewed by Karlo Siljeg 21/03/22 |  | Point | Yes | Parent |  | 1.1.8.2.2 | Fire Protection | RTO | RTO | Pr_75_75_30 | Fire alarm detection devices and control equipment | Pr_75_75_30_97 | Visual alarm signal devices
810 | VAV | ACTIVE | Variable Air Volume | Yes | Mechanical | Mechanical | TRUE | Yes | No | Yes | Yes | Yes | LOI 3 | Yes | Refer to MEP Systems Sheet | EXA, OSA, RTA, SPA, STP, OTE, REA, TFA, CEX | EXA, OSA, RTA, SPA, STP, OTE, REA, TFA, CEX | TRUE | Reviewed by Karlo Siljeg 21/03/22 |  | Point | Yes | Child |  | 1.1.8.1 | Building Management System | MCo | RTO/MCo | Pr_65_65_24 | Duct dampers | Pr_65_65_24_93 | Variable air volume boxes
811 | VB | ACTIVE | Valve Box |  | Hydraulic | Hydraulic | TRUE | No | No | Yes | No | Yes | LOI 1 | No | Refer to MEP Systems Sheet | Varies | Varies | TRUE | Added 27/04/2023 Following Sub Con Input | General elements, Only in Model | Point | No | Parent
812 | VCD | ACTIVE | Volume Control Damper | Yes | Mechanical | Mechanical | TRUE | Yes | No | Yes | Yes | Yes | LOI 3 | No | Refer to MEP Systems Sheet | EXA, OSA, RTA, SPA, STP, OTE, REA, TFA, CEX | EXA, OSA, RTA, SPA, STP, OTE, REA, TFA, CEX | TRUE | Reviewed by Karlo Siljeg 21/03/22 |  | Point | Yes | Child |  | 1.1.8.1 | Building Management System | MCo | RTO/MCo | Pr_65_65_24 | Duct dampers | Pr_65_65_24_95 | Volume control dampers
813 | VCP | ACTIVE | VicTrack Panel | Yes | Telecommunication | Electrical | FALSE | Yes | No | Yes | Yes | Yes | LOI 3 | Yes | Refer to MEP Systems Sheet | Unassigned | Telecommunication Equipment | FALSE | Reviewed by Karlo Siljeg 21/03/22 |  | Point | Yes | Parent |  | 1.1.5 | ICT/OCS | Unallocated | Unallocated | Pr_70_75_88 | Telecoms equipment | Pr_70_75_88_83 | Telecommunications system controllers
814 | VES | ACTIVE | Vesda sampling point |  | Fire | Fire | TRUE | No | No | Yes | No | Yes | LOI 1 | No | Refer to MEP Systems Sheet | GSU | GSU | TRUE | Added 21/06/2023 Following Sub Con Input |  | Point | No | Parent |  | 1.1.8.2.2 | Fire Protection | RTO | RTO | Pr_70_55_33 | Gas and foam nozzles and sprinklers
815 | VEX | ACTIVE | Vibration Sensor | Yes | Instrumentation & Control | Instrumentation & Control | TRUE | No | No | No | No | Yes | LOI 1 | No | Refer to MEP Systems Sheet | CONT | Controls | FALSE | Reviewed by Karlo Siljeg 21/03/22 |  | Point | Yes | Child |  | 1.1.7.1 | Tunnel Ventilation | MCo | RTO | Pr_75_80_42 | Intrusion and hold-up alarm devices and control equipment | Pr_75_80_42_95 | Vibration detectors
816 | VHA | ACTIVE | VHF Amplifier for Digital Audio Broadcasting | Yes | Telecommunication | Electrical | FALSE | No | No | No | Yes | Yes | LOI 3 | Yes | Refer to MEP Systems Sheet | COMMS A, COMMS B | Telecommunication Equipment | FALSE | Reviewed by Karlo Siljeg 21/03/22 |  | Point | Yes | Parent |  | 1.1.5 | ICT/OCS | Unallocated | Unallocated | Pr_60_75_08 | Audio and visual source products | Pr_60_75_08_02 | Audio amplifiers
817 | VIP | ACTIVE | Voice over IP Interface | Yes | Telecommunication | Electrical | FALSE | No | No | No | No | Yes | LOI 1 | No | Refer to MEP Systems Sheet | Unassigned | Telecommunication Equipment | FALSE | Reviewed by Karlo Siljeg 21/03/22 |  | Point | Yes | Parent |  | 1.1.5 | ICT/OCS | Unallocated | Unallocated | Pr_70_75_04 | Audio, data and visual outlet plates and controllers | Pr_70_75_04_03 | Audio interface adaptors
818 | VLC | ACTIVE | Voltage Limiting Device Cabinet | Yes | Electrical Traction | Electrical | FALSE | Yes | No | Yes | Yes | Yes | LOI 3 | Yes | Refer to MEP Systems Sheet | TRAC A, TRAC B, DC A, DC B | TRAC A, TRAC B, DC A, DC B | TRUE | Reviewed by Karlo Siljeg 21/03/22 |  | Point | Yes | Parent |  | 1.1.9.2 | Traction Power | RTO | RTO | Pr_60_70_36 | High voltage switchgear and transformers | Pr_60_70_36_82 | High voltage switches
819 | VLD | ACTIVE | Voltage Limiting Device | Yes | Electrical Traction | Electrical | FALSE | No | No | No | Yes | Yes | LOI 3 | No | Refer to MEP Systems Sheet | TRAC A, TRAC B, DC A, DC B | TRAC A, TRAC B, DC A, DC B | TRUE | Reviewed by Karlo Siljeg 21/03/22 |  | Point | Yes | Parent |  | 1.1.9.2.1 | Traction Substation | RTO | RTO | Pr_65_72_43 | Power conditioning equipment | Pr_65_72_43_95 | Voltage optimizers
820 | VLF | ACTIVE | Voltage Limiting Device (Fault) |  | Earthing | Electrical | FALSE | No | No | No | Yes | Yes | LOI 3 | Yes | Refer to MEP Systems Sheet | Earthing | Earthing and Bonding | FALSE | Reviewed by KS on 06/06/2022 | Added in the Asset Master Register 6/06/2022 | Point | Yes | Parent |  | 1.1.9.5 | Earthing And Bonding | RTO | RTO | Pr_60_70_36 | High voltage switchgear and transformers | Pr_60_70_36_82 | High voltage switches
821 | VLO | ACTIVE | Voltage Limiting Device (Operating) | Yes | Earthing | Electrical | FALSE | Yes | No | Yes | Yes | Yes | LOI 3 | No | Refer to MEP Systems Sheet | Earthing | Earthing and Bonding | FALSE | Reviewed by Karlo Siljeg 21/03/22 |  | Point | Yes | Parent |  | 1.1.9.5 | Earthing And Bonding | RTO | RTO | Pr_60_70_36 | High voltage switchgear and transformers | Pr_60_70_36_82 | High voltage switches
822 | VSD | ACTIVE | Variable Speed Drive | Yes | Electrical LV | Instrumentation & Control | FALSE | Yes | No | Yes | Yes | Yes | LOI 3 | No | Refer to MEP Systems Sheet | Power LV | Power LV, CONT | FALSE | Reviewed by Karlo Siljeg 21/03/22 |  | Point | Yes | Child |  | 1.1.9.3.1 | LV Power | MCo | RTO | Pr_75_51_52 | Motor starters, variable frequency drives and contactors | Pr_75_51_52_01 | Alternating current (a.c.) drives
823 | VTP | ACTIVE | Vertical Transport Pump | Yes | Mechanical | Mechanical | TRUE | Yes | No | Yes | Yes | Yes | LOI 3 | Yes | Refer to MEP Systems Sheet | Unassigned | VT | FALSE | Reviewed by Karlo Siljeg 21/03/22 |  | Point | Yes | Parent |  | 1.1.3.2 | Hydraulic System | MCo | RTO | Pr_65_53_86 | Supply and exhaust pumps | Pr_65_53_86_86 | Suction pumps
824 | VTS | ACTIVE | Vibration Transmitter | Yes | Instrumentation & Control | Instrumentation & Control | TRUE | No | No | No | No | Yes | LOI 1 | No | Refer to MEP Systems Sheet | CONT | Controls | FALSE | Reviewed by Karlo Siljeg 21/03/22 | Added in the Asset Master Register 6/06/2022 | Point | Yes | Parent |  | 1.1.8 | Control Systems | Unallocated | Unallocated | Pr_75_75_90 | Transmission control products | Pr_75_75_90_90 | Telemetry transmitters
825 | VTX | ACTIVE | Voltage Transformer | Yes | Electrical (Common) | Electrical | FALSE | Yes | No | Yes | Yes | Yes | LOI 3 | Yes | Refer to MEP Systems Sheet | Unassigned | Power LV, Power HV | FALSE | Reviewed by Karlo Siljeg 21/03/22 |  | Point | Yes | Child |  | 1.1.9.3.1 | LV Power | MCo | RTO | Pr_65_72_43 | Power conditioning equipment | Pr_65_72_43_96 | Voltage transformers
826 | WAC | ACTIVE | Wireless Access Controller |  | Data Transmission System | Data Transmission System | TRUE | No | No | No | Yes | Yes | LOI 3 | Yes | Refer to MEP Systems Sheet | COMMS A, COMMS B |  | FALSE | Reviewed by KS on 28/06/2022 |  | Point | Yes | Parent |  | 1.1.5 | ICT/OCS | Unallocated | Unallocated | Pr_70_75_52 | Computer network products | Pr_70_75_52_72 | Routers
827 | WCH | ACTIVE | Water Cooled Chiller | Yes | Mechanical | Mechanical | TRUE | No | No | No | Yes | Yes | LOI 3 | Yes | Refer to MEP Systems Sheet | SPA, TFA |  | FALSE | Reviewed by Karlo Siljeg 21/03/22 |  | Point | Yes | Parent |  | 1.1.3.3 | Mechanical Systems | MCo | RTO | Pr_60_60_13 | Chillers and cooling towers | Pr_60_60_13_96 | Water cooled liquid chillers
828 | WCT | ACTIVE | Cooling Tower | Yes | Mechanical | Mechanical | TRUE | No | No | No | Yes | Yes | LOI 3 | Yes | Refer to MEP Systems Sheet | SPA, TFA |  | FALSE | Reviewed by Karlo Siljeg 21/03/22 |  | Point | Yes | Parent |  | 1.1.3.3 | Mechanical Systems | MCo | RTO | Pr_60_60_13 | Chillers and cooling towers | Pr_60_60_13_01 | Adsorption chillers
829 | WEA | ACTIVE | Weather Station | Yes | Instrumentation & Control | Instrumentation & Control | TRUE | No | No | No | Yes | Yes | LOI 3 | Yes | Refer to MEP Systems Sheet | CONT | Controls | FALSE | Reviewed by Karlo Siljeg 21/03/22 |  | Point | Yes | Parent |  | 1.1.8.1 | Building Management System | MCo | RTO/MCo | Pr_75_50_52 | Meteorological instrumentation | Pr_75_50_52_97 | Weather stations
830 | WLK | ACTIVE | Westlock Rack |  | Conventional Signalling | Conventional Signalling | TRUE | No | No | No | Yes | Yes | LOI 3 | Yes | Refer to MEP Systems Sheet | SIGNALLING | SIGNALLING | TRUE | Reviewed by KS on 28/06/2022 |  | Point | Yes | Parent |  | 1.1.5 | ICT/OCS | Unallocated | Unallocated | Pr_80_77_27 | Equipment boards, racks and supports | Pr_80_77_27_42 | IT and telecommunications equipment racks
831 | WLO | ACTIVE | Westlock Object Controller Rack |  | Conventional Signalling | Conventional Signalling | TRUE | No | No | No | Yes | Yes | LOI 3 | Yes | Refer to MEP Systems Sheet | SIGNALLING | SIGNALLING | TRUE | Reviewed by KS on 28/06/2022 |  | Point | Yes | Parent |  | 1.1.5 | ICT/OCS | Unallocated | Unallocated | Pr_80_77_27 | Equipment boards, racks and supports | Pr_80_77_27_42 | IT and telecommunications equipment racks
832 | WLT | ACTIVE | Waterless Trap | Yes | Hydraulic | Hydraulic | TRUE | No | No | No | Yes | Yes | LOI 3 | Yes | Refer to MEP Systems Sheet | STP |  | FALSE | Reviewed by Karlo Siljeg 21/03/22 |  | Point | Yes | Parent |  | 1.1.3.2 | Hydraulic System | MCo | RTO | Pr_65_52_25 | Drainage traps and accessories | Pr_65_52_25_98 | Waste traps
833 | WRC | ACTIVE | Westrace MkII Rack |  | Conventional Signalling | Conventional Signalling | TRUE | No | No | No | Yes | Yes | LOI 3 | Yes | Refer to MEP Systems Sheet | SIGNALLING | SIGNALLING | TRUE | Reviewed by KS on 28/06/2022 |  | Point | Yes | Parent |  | 1.1.5 | ICT/OCS | Unallocated | Unallocated | Pr_80_77_27 | Equipment boards, racks and supports | Pr_80_77_27_42 | IT and telecommunications equipment racks
834 | WRO | ACTIVE | Westrace Object Controller |  | Conventional Signalling | Conventional Signalling | TRUE | No | No | No | Yes | Yes | LOI 3 | Yes | Refer to MEP Systems Sheet | SIGNALLING | SIGNALLING | TRUE | Reviewed by KS on 28/06/2022 |  | Point | Yes | Parent |  | 1.1.5 | ICT/OCS | Unallocated | Unallocated | Pr_70_75_15 | Computers and peripherals | Pr_70_75_15_21 | Desktop computers
835 | WSD | ACTIVE | Wide Screen Display | Yes | Instrumentation & Control | Instrumentation & Control | TRUE | No | No | No | Yes | Yes | LOI 3 | Yes | Refer to MEP Systems Sheet | CONT | Controls | FALSE | Reviewed by Karlo Siljeg 21/03/22 |  | Point | Yes | Parent |  | 1.1.8.1 | Building Management System | MCo | RTO/MCo | Pr_75_75_15 | Computers and peripherals | Pr_75_75_15_24 | Display screen monitors
836 | WSI | ACTIVE | Way Finding Signage |  | Station Facilities | Station Facilities | TRUE | No | No | No | Yes | Yes | LOI 3 | Yes | Refer to MEP Systems Sheet | Unassigned |  | FALSE | Reviewed by KS on 28/06/2022 |  | Point | Yes | Parent |  | 1.4.6.2 | Signage | RTO | RTO | Pr_40_10_77 | Signs and markers | Pr_40_10_77_99 | Waymarker posts
837 | WSL | ACTIVE | White Signal Light | Yes | Electrical Traction | Electrical | FALSE | No | No | No | Yes | Yes | LOI 3 | Yes | Refer to MEP Systems Sheet | SIGNALLING | SIGNALLING | TRUE | Reviewed by Karlo Siljeg 21/03/22 |  | Point | Yes | Parent |  | 1.2.9 | Signalling | RTO | RTO | Pr_70_75_70 | Rail signals, indicators and controls | Pr_70_75_70_14 | Colour light signals
838 | WST | ACTIVE | Workstation | No | Instrumentation & Control | Instrumentation & Control | TRUE | No | No | No | Yes | Yes | LOI 3 | Yes | Refer to MEP Systems Sheet | CONT | Controls | FALSE | Reviewed by Karlo Siljeg 21/03/22 |  | Point | Yes | Parent |  | 1.1.8 | Control Systems | Unallocated | Unallocated | Pr_40_50_21 | Desks, tables and worktops | Pr_40_50_21_16 | Console tables
839 | WTP | ACTIVE | Water Treatment Plant |  | Hydraulic | Hydraulic | TRUE | No | No | No | Yes | Yes | LOI 3 | No | Refer to MEP Systems Sheet |  |  | TRUE | Added 19/04/2023 following AMR review |  | Point | Yes | Parent
840 | WWI | ACTIVE | Warm Water Isolation Valve | Yes | Hydraulic | Hydraulic | TRUE | No | No | No | No | Yes | LOI 1 | No | Refer to MEP Systems Sheet | DHW |  | FALSE | Reviewed by Karlo Siljeg 21/03/22 |  | Point | Yes | Child |  | 1.1.3.2 | Hydraulic System | MCo | RTO | Pr_65_54_95 | Water services valves | Pr_65_54_95_06 | Ball valves
841 | XBC | ACTIVE | Duplexer | Yes | Telecommunication | Electrical | FALSE | No | No | No | No | Yes | LOI 1 | No | Refer to MEP Systems Sheet | Unassigned | Telecommunication Equipment | FALSE | Reviewed by Karlo Siljeg 21/03/22 |  | Point | Yes | Parent |  | 1.1.5 | ICT/OCS | Unallocated | Unallocated |  | Need to allocate
842 | XCD | ACTIVE | Cross Passage Critical Distribution Board | Yes | Electrical LV | Electrical | FALSE | Yes | No | Yes | Yes | Yes | LOI 3 | Yes | Refer to MEP Systems Sheet | Power LV | Power LV | TRUE | Reviewed by Karlo Siljeg 21/03/22 |  | Point | Yes | Parent |  | 1.1.9.3.1 | LV Power | MCo | RTO | Pr_60_70_22 | Distribution boxes and switchboards | Pr_60_70_22_22 | Distribution boards
843 | XDB | ACTIVE | Cross Passage Distribution Board | Yes | Electrical LV | Electrical | FALSE | No | No | No | Yes | Yes | LOI 3 | Yes | Refer to MEP Systems Sheet | Power LV | Power LV | TRUE | Reviewed by Karlo Siljeg 21/03/22 |  | Point | Yes | Parent |  | 1.1.9.3.1 | LV Power | MCo | RTO | Pr_60_70_22 | Distribution boxes and switchboards | Pr_60_70_22_22 | Distribution boards
844 | XEB | ACTIVE | Cross Passage Earth Bar | No | Earthing | Electrical | FALSE | No | No | Yes | Yes | Yes | LOI 3 | No | Refer to MEP Systems Sheet | Earthing | Earthing and Bonding | FALSE | Reviewed by Karlo Siljeg 21/03/22 |  | Point | Yes | Parent |  | 1.1.9.5 | Earthing And Bonding | RTO | RTO | Pr_65_70_46 | Lightning protection and earthing components | Pr_65_70_46_24 | Earth bars
845 | XEL | ACTIVE | Cross Passage Emergency Light | Yes | Electrical LV | Electrical | FALSE | No | No | No | Yes | Yes | LOI 3 | Yes | Refer to MEP Systems Sheet | Power LV | Power LV | TRUE | Reviewed by Karlo Siljeg 21/03/22 |  | Point | Yes | Parent |  | 1.1.8.2 | Emergency Management System | RTO | RTO | Pr_70_70_48 | Luminaires, lighting track and lighting accessories | Pr_70_70_48_77 | Self-contained emergency luminaires
846 | ZSC | ACTIVE | Limit Switch Closed | Yes | Tunnel Ventilation System | Mechanical | FALSE | No | No | No | No | Yes | LOI 1 | No | Refer to MEP Systems Sheet | Unassigned | TVS | FALSE | Reviewed by Karlo Siljeg 21/03/22 |  | Point | Yes | Child |  | 1.1.7.1 | Tunnel Ventilation | MCo | RTO | Pr_75_51_17 | Control circuit devices and timeswitches | Pr_75_51_17_75 | Safety limit switches
847 | ZSO | ACTIVE | Limit Switch Open | Yes | Tunnel Ventilation System | Mechanical | FALSE | No | No | No | No | Yes | LOI 1 | No | Refer to MEP Systems Sheet | Unassigned | TVS | FALSE | Reviewed by Karlo Siljeg 21/03/22 |  | Point | Yes | Child |  | 1.1.7.1 | Tunnel Ventilation | MCo | RTO | Pr_75_51_17 | Control circuit devices and timeswitches | Pr_75_51_17_75 | Safety limit switches
848 | FLP | ACTIVE | Flexible Pipe |  |  | Fire | FALSE | No | No | Yes | No | Yes | LOI 1 |  | Refer to MEP Systems Sheet |  |  | TRUE
849 | FLD | ACTIVE | Flexible Ducts |  |  | Mechanical | FALSE | No | No | No | No | Yes | LOI 1 |  | Refer to MEP Systems Sheet |  |  | TRUE
850 | SWS | ACTIVE | Sewage Shaft / Sewer Maintenance Shaft |  |  | Hydraulic | FALSE | No | No | No | No | Yes | LOI 1 |  | Refer to MEP Systems Sheet |  |  | TRUE
851 | GSV | ACTIVE | Gas Suppression Valve |  |  | Fire | FALSE | Yes | No | Yes | Yes | Yes | LOI 3 |  | Refer to MEP Systems Sheet |  |  | TRUE
852 | FDT | ACTIVE | Fibre Duct |  |  | Electrical | FALSE | No | No | No | No | Yes | LOI 1 |  | Refer to MEP Systems Sheet |  |  | TRUE