## 3param_test
| Code | Item | Section | Design Scope | Code (MM_Type) | Type Description | System (MM_System) | Discipline (MM_Discipline) | Scheduled Asset | Scheduled in AMR | Active in Model | Type Code In Model (LOI 1) | Asset Tag in Model (LOI 1 and 2) | Asset Tag on drawings | LOI Category | Type Code Status | Comments | Blank | Master Asset List | Parent/Child | EACR Type | Ellipse Equipment Class | SBS Number | SBS Name | Asset Maintainer | Asset Operator | Uniclass Section | Uniclass SectionDescription | Uniclass Object Code | Uniclass Object Description
0 | ACH | ACCESS HATCH - FLOOR / ROOF / CEILING SYSTEMS | [8 empty] | No | [5 empty] | Heading only
1 | ACH-100 | FLOOR ACCESS HATCH - FOH | [8 empty] | No | [5 empty] | Heading only
2 | ACH-101 | Single Part Floor Access Hatch with Inset Finish - Non Fire Rated | 453 | HWW | ACH-101 | Single Part Floor Access Hatch with Inset Finish - Non Fire Rated | ACH - ACCESS HATCH - FLOOR / ROOF / CEILING SYSTEMS | Architectural Design | Yes |  | No | Yes | Yes | Yes |  | ACTIVE | Identified by Karlo 26/10/21 |  | Yes | Parent |  | not recorded | 1.4.1.1 | Station | RTO | RTO
3 | ACH-151 | Multi-part Floor Access Hatch with Inset Finish - Fire Rated | 453 | HWW | ACH-151 | Multi-part Floor Access Hatch with Inset Finish - Fire Rated | ACH - ACCESS HATCH - FLOOR / ROOF / CEILING SYSTEMS | Architectural Design | Yes |  | Yes | Yes | Yes | Yes |  | ACTIVE | Identified by Karlo 26/10/21 |  | Yes | Parent |  | not recorded | 1.4.1.1 | Station | RTO | RTO
4 | ACH-152 | Multi-part Floor Access Hatch | Project Engineer's Specification | By Project Engineer | ACH-152 | Multi-part Floor Access Hatch | ACH - ACCESS HATCH - FLOOR / ROOF / CEILING SYSTEMS | Architectural Design | Yes |  | No | Yes | Yes | Yes |  | ACTIVE | Identified by Karlo 26/10/21 |  | Yes | Parent |  | not recorded | 1.4.1.1 | Station | RTO | RTO
5 | ACH-200 | FLOOR ACCESS HATCH - BOH | [8 empty] | No | [5 empty] | Heading only
6 | ACH-201 | Single Part Floor Access Hatch with Metal Cover - Fire Rated | 453 | HWW | ACH-201 | Single Part Floor Access Hatch with Metal Cover - Fire Rated | ACH - ACCESS HATCH - FLOOR / ROOF / CEILING SYSTEMS | Architectural Design | Yes |  | Yes | Yes | Yes | Yes |  | ACTIVE | Identified by Karlo 26/10/21 |  | Yes | Parent |  | not recorded | 1.4.1.1 | Station | RTO | RTO
7 | ACH-202 | Single Part Floor Access Hatch with Metal Cover - Non Fire Rated | 453 | HWW | ACH-202 | Single Part Floor Access Hatch with Metal Cover - Non Fire Rated | ACH - ACCESS HATCH - FLOOR / ROOF / CEILING SYSTEMS | Architectural Design | Yes |  | Yes | Yes | Yes | Yes |  | ACTIVE | Identified by Karlo 26/10/21 |  | Yes | Parent |  | not recorded | 1.4.1.1 | Station | RTO | RTO
8 | ACH-205 | Single Part Floor Access Panel with Metal Cover - Non Fire Rated | 453 | HWW | ACH-205 | Single Part Floor Access Panel with Metal Cover - Non Fire Rated | ACH - ACCESS HATCH - FLOOR / ROOF / CEILING SYSTEMS | Architectural Design | Yes |  | No | Yes | Yes | Yes |  | ACTIVE | Identified by Karlo 31/03/2022 |  | Yes | Parent |  | not recorded | 1.4.1.1 | Station | RTO | RTO
9 | ACH-220 | Two Part Floor Access Hatch with Filled Cover - Fire Rated | 453 | HWW | ACH-220 | Two Part Floor Access Hatch with Filled Cover - Fire Rated | ACH - ACCESS HATCH - FLOOR / ROOF / CEILING SYSTEMS | Architectural Design | Yes |  | Yes | Yes | Yes | Yes |  | ACTIVE | Identified by Karlo 26/10/21 |  | Yes | Parent |  | not recorded | 1.4.1.1 | Station | RTO | RTO
10 | ACH-221 | Multi-Part Floor Access Hatch with Filled Cover - Fire Rated | 453 | HWW | ACH-221 | Multi-Part Floor Access Hatch with Filled Cover - Fire Rated | ACH - ACCESS HATCH - FLOOR / ROOF / CEILING SYSTEMS | Architectural Design | Yes |  | No | Yes | Yes | Yes |  | ACTIVE | Identified by Karlo 31/03/2022 |  | Yes | Parent |  | not recorded | 1.4.1.1 | Station | RTO | RTO
11 | ACH-300 | ROOF ACCESS HATCH - BOH | [8 empty] | No | [5 empty] | Heading only
12 | ACH-301 | Roof Access Hatch with (As Required) Fixed Ladder | 431 | HWW | ACH-301 | Roof Access Hatch with (As Required) Fixed Ladder | ACH - ACCESS HATCH - FLOOR / ROOF / CEILING SYSTEMS | Architectural Design | Yes |  | Yes | Yes | Yes | Yes |  | ACTIVE | Identified by Karlo 26/10/21 |  |  | Parent | Facilities | AN | 1.4.1.1 | Station | RTO | RTO
13 | ACH-310 | Roof Access Hatch for Personnel | 431 | HWW | ACH-310 | Roof Access Hatch for Personnel | ACH - ACCESS HATCH - FLOOR / ROOF / CEILING SYSTEMS | Architectural Design | Yes |  | Yes | Yes | Yes | Yes |  | ACTIVE | Identified by Karlo 26/10/21 |  |  | Parent |  | not recorded | 1.4.1.1 | Station | RTO | RTO
14 | ACH-320 | Roof Access Hatch for Heavy Plant Replacement | 431 | HWW | ACH-320 | Roof Access Hatch for Heavy Plant Replacement | ACH - ACCESS HATCH - FLOOR / ROOF / CEILING SYSTEMS | Architectural Design | Yes |  | Yes | Yes | Yes | Yes |  | ACTIVE | Identified by Karlo 26/10/21 |  |  | Parent |  | not recorded | 1.4.1.1 | Station | RTO | RTO
15 | ACH-400 | CEILING - ACCESS HATCH - BOH | [8 empty] | No | [5 empty] | Heading only
16 | ACH-410 | Single Part Ceiling Access Hatch - Fire Rated | 531 | HWW | ACH-410 | Single Part Ceiling Access Hatch - Fire Rated | ACH - ACCESS HATCH - FLOOR / ROOF / CEILING SYSTEMS | Architectural Design | Yes |  | Yes | Yes | Yes | Yes |  | ACTIVE | Identified by Karlo 26/10/21 |  | Yes | Parent |  |  | 1.4.1.1 | Station | RTO | RTO
17 | ACH-411 | Ceiling Access Hatch - Fire Rated | 531 | HWW | ACH-411 | Ceiling Access Hatch - Fire Rated | ACH - ACCESS HATCH - FLOOR / ROOF / CEILING SYSTEMS | Architectural Design | Yes |  | Yes | Yes | Yes | Yes |  | ACTIVE | Identified by Karlo 26/10/21 |  | Yes | Parent |  |  | 1.4.1.1 | Station | RTO | RTO
18 | ACH-500 | WALL - ACCESS HATCH | [8 empty] | No | [5 empty] | Heading only
19 | ACH-501 | OTE Wall Access Hatch | 453 | HWW | ACH-501 | OTE Wall Access Hatch | ACH - ACCESS HATCH - FLOOR / ROOF / CEILING SYSTEMS | Architectural Design | Yes |  | No | Yes | Yes | Yes |  | ACTIVE | Identified by Karlo 31/03/2022 |  | Yes | Parent |  |  | 1.4.1.1 | Station | RTO | RTO
20 | ACH-502 | OPE Access Hatch | 453 | HWW | ACH-502 | OPE Access Hatch | ACH - ACCESS HATCH - FLOOR / ROOF / CEILING SYSTEMS | Architectural Design | Yes |  | No | Yes | Yes | Yes |  | ACTIVE | Identified by Karlo 31/03/2022 |  | Yes | Parent |  |  | 1.4.1.1 | Station | RTO | RTO
21 | ADV | ADVERTISING | [8 empty] | No | [5 empty] | Heading only
22 | ADV-100 | DIGITAL PORTRAIT ADVERTISING - SINGLE SIDED | [8 empty] | No | [5 empty] | Heading only
23 | ADV-101 | Digital Wall Mounted Single Sided Portrait Advertising Panel | Project Engineer's Specification | By Project Engineer | ADV-101 | Digital Wall Mounted Single Sided Portrait Advertising Panel | ADV - ADVERTISING | Architectural Design | Yes |  | Yes | Yes | Yes | Yes |  | ACTIVE | Identified by Karlo 26/10/21 |  | Yes | Parent | Facilities | SI | 1.4.1.1 | Station | RTO | RTO
24 | ADV-200 | DIGITAL PORTRAIT ADVERTISING - DOUBLE SIDED | [8 empty] | No | [5 empty] | Heading only
25 | ADV-201 | Digital Floor Mounted Double Sided Portrait Advertising Panel | Project Engineer's Specification | By Project Engineer | ADV-201 | Digital Floor Mounted Double Sided Portrait Advertising Panel | ADV - ADVERTISING | Architectural Design | Yes |  | Yes | Yes | Yes | Yes |  | ACTIVE | Identified by Karlo 26/10/21 |  | Yes | Parent | Facilities | SI | 1.4.1.1 | Station | RTO | RTO
26 | ADV-300 | DIGITAL CROSS TRACK ADVERTISING | [8 empty] | No | [5 empty] | Heading only
27 | ADV-301 | Digital Cross Track Advertising Box Station | Project Engineer's Specification | By Project Engineer | ADV-301 | Digital Cross Track Advertising Box Station | ADV - ADVERTISING | Architectural Design | Yes |  | Yes | Yes | Yes | Yes |  | ACTIVE | Identified by Karlo 26/10/21 |  | Yes | Parent | Facilities | SI | 1.4.1.1 | Station | RTO | RTO
28 | ADV-310 | Digital Cross Track Advertising Trinocular | Project Engineer's Specification | By Project Engineer | ADV-310 | Digital Cross Track Advertising Trinocular | ADV - ADVERTISING | Architectural Design | Yes |  | No | Yes | Yes | Yes |  | ACTIVE | Identified by Karlo 26/10/21 |  | Yes | Parent | Facilities | SI | 1.4.1.1 | Station | RTO | RTO
29 | ADV-400 | DIGITAL OVERHEAD ADVERTISING ZONE | [8 empty] | No | [5 empty] | Heading only
30 | ADV-401 | Digital Overhead Advertising - Type 01 | Project Engineer's Specification | By Project Engineer | ADV-401 | Digital Overhead Advertising - Type 01 | ADV - ADVERTISING | Architectural Design | Yes |  | Yes | Yes | Yes | Yes |  | ACTIVE | Identified by Karlo 26/10/21 |  | Yes | Parent | Facilities | SI | 1.4.1.1 | Station | RTO | RTO
31 | ADV-410 | Digital Overhead Advertising - Type 02 | Project Engineer's Specification | By Project Engineer | ADV-410 | Digital Overhead Advertising - Type 02 | ADV - ADVERTISING | Architectural Design | Yes |  | Yes | Yes | Yes | Yes |  | ACTIVE | Identified by Karlo 26/10/21 |  | Yes | Parent | Facilities | SI | 1.4.1.1 | Station | RTO | RTO
32 | ADV-420 | Digital Trinocular Banner Overhead Advertising | Project Engineer's Specification | By Project Engineer | ADV-420 | Digital Trinocular Banner Overhead Advertising | ADV - ADVERTISING | Architectural Design | Yes |  | No | Yes | Yes | Yes |  | ACTIVE | Identified by Karlo 26/10/21 |  | Yes | Parent | Facilities | SI | 1.4.1.1 | Station | RTO | RTO
33 | ADV-430 | Digital Atrium Edge Overhead Advertising | Project Engineer's Specification | By Project Engineer | ADV-430 | Digital Atrium Edge Overhead Advertising | ADV - ADVERTISING | Architectural Design | Yes |  | No | Yes | Yes | Yes |  | ACTIVE | Identified by Karlo 26/10/21 |  | Yes | Parent | Facilities | SI | 1.4.1.1 | Station | RTO | RTO
34 | ADV-440 | Digital Escalator Adit Overhead Advertising | Project Engineer's Specification | By Project Engineer | ADV-440 | Digital Escalator Adit Overhead Advertising | ADV - ADVERTISING | Architectural Design | Yes |  | Yes | Yes | Yes | Yes |  | ACTIVE | Identified by Karlo 26/10/21 |  | Yes | Parent | Facilities | SI | 1.4.1.1 | Station | RTO | RTO
35 | ADV-500 | DIGITAL WALL ADVERTISING | [8 empty] | No | [5 empty] | Heading only
36 | ADV-501 | Digital Wall Advertising | Project Engineer's Specification | By Project Engineer | ADV-501 | Digital Wall Advertising | ADV - ADVERTISING | Architectural Design | Yes |  | Yes | Yes | Yes | Yes |  | ACTIVE | Identified by Karlo 26/10/21 |  | Yes | Parent | Facilities | SI | 1.4.1.1 | Station | RTO | RTO
37 | ADV-600 | DIGITAL ESCALATOR SIDES ADVERTISING | [8 empty] | No | [5 empty] | Heading only
38 | ADV-601 | Digital Escalator Perimeter Advertising | Project Engineer's Specification | By Project Engineer | ADV-601 | Digital Escalator Perimeter Advertising | ADV - ADVERTISING | Architectural Design | Yes |  | No | Yes | Yes | Yes |  | ACTIVE | Identified by Karlo 26/10/21 |  | Yes | Parent | Facilities | SI | 1.4.1.1 | Station | RTO | RTO
39 | ADV-602 | Digital Escalator Perimeter Advertising | Project Engineer's Specification | By Project Engineer | ADV-602 | Digital Escalator Perimeter Advertising | ADV - ADVERTISING | Architectural Design | Yes |  | No | Yes | Yes | Yes |  | ACTIVE | Identified by Karlo 26/10/21 |  | Yes | Parent | Facilities | SI | 1.4.1.1 | Station | RTO | RTO
40 | AMW | ARCHITECTURAL METALWORK | [8 empty] | No | [5 empty] | Heading only
41 | AMW-100 | FEATURE LIGHT HOUSING / BRACKETRY | [8 empty] | No | [5 empty] | Heading only
42 | AMW-101 | Disk Light - Type 01 | 572 | HWW | AMW-101 | Disk Light - Type 01 | AMW - ARCHITECTURAL METALWORK | Architectural Design | Yes |  | No | Yes | Yes | Yes |  | NOT IN SCOPE | Identified by Karlo 26/10/21 |  |  | Parent |  |  | 1.1.6 | Lighting | Unallocated | RTO
43 | AMW-102 | Disk Light - Type 02 | 572 | HWW | AMW-102 | Disk Light - Type 02 | AMW - ARCHITECTURAL METALWORK | Architectural Design | Yes |  | No | Yes | Yes | Yes |  | NOT IN SCOPE | Identified by Karlo 26/10/21 |  |  | Parent |  |  | 1.1.6 | Lighting | Unallocated | RTO
44 | Code Item Section Design Scope | [9 empty] | No | [5 empty] | Heading only
45 | AMW-104 | Disk Light - Type 04 | 572 | HWW | AMW-104 | Disk Light - Type 04 | AMW - ARCHITECTURAL METALWORK | Architectural Design | Yes |  | No | Yes | Yes | Yes |  | NOT IN SCOPE | Identified by Karlo 26/10/21 |  |  | Parent |  |  | 1.1.6 | Lighting | Unallocated | RTO
46 | AMW-110 | Pendant Light - Type 01 | 572 | HWW | AMW-110 | Pendant Light - Type 01 | AMW - ARCHITECTURAL METALWORK | Architectural Design | Yes |  | No | Yes | Yes | Yes |  | NOT IN SCOPE | Identified by Karlo 26/10/21 |  |  | Parent |  |  | 1.1.6 | Lighting | Unallocated | RTO
47 | AMW-115 | Pendant Light - Type 02 | 572 | HWW | AMW-115 | Pendant Light - Type 02 | AMW - ARCHITECTURAL METALWORK | Architectural Design | Yes |  | No | Yes | Yes | Yes |  | NOT IN SCOPE | Identified by Karlo 26/10/21 |  |  | Parent |  |  | 1.1.6 | Lighting | Unallocated | RTO
48 | AMW-120 | Canister Light Bracket | 572 | HWW | AMW-120 | Canister Light Bracket | AMW - ARCHITECTURAL METALWORK | Architectural Design | No |  | No | Yes | No | No |  | NOT IN SCOPE | Identified as not required by Karlo 26/10/21 |  |  | Child |  |  | 1.1.6 | Lighting | Unallocated | RTO
49 | AMW-130 | Highbay Light Bracket - Single | 572 | HWW | AMW-130 | Highbay Light Bracket - Single | AMW - ARCHITECTURAL METALWORK | Architectural Design | No |  | No | Yes | No | No |  | NOT IN SCOPE | Identified as not required by Karlo 26/10/21 |  |  | Child |  |  | 1.1.6 | Lighting | Unallocated | RTO
50 | AMW-131 | Large Highbay Light Bracket - Single | 572 | HWW | AMW-131 | Large Highbay Light Bracket - Single | AMW - ARCHITECTURAL METALWORK | Architectural Design | No |  | No | Yes | No | No |  | NOT IN SCOPE | Identified as not required by Karlo 26/10/21 |  |  | Child |  |  | 1.1.6 | Lighting | Unallocated | RTO
51 | AMW-135 | Highbay Light Bracket - Double | 572 | HWW | AMW-135 | Highbay Light Bracket - Double | AMW - ARCHITECTURAL METALWORK | Architectural Design | No |  | No | Yes | No | No |  | NOT IN SCOPE | Identified as not required by Karlo 26/10/21 |  |  | Child |  |  | 1.1.6 | Lighting | Unallocated | RTO
52 | AMW-136 | Large Highbay Light Bracket - Double | 572 | HWW | AMW-136 | Large Highbay Light Bracket - Double | AMW - ARCHITECTURAL METALWORK | Architectural Design | No |  | No | Yes | No | No |  | NOT IN SCOPE | Identified as not required by Karlo 26/10/21 |  |  | Child |  |  | 1.1.6 | Lighting | Unallocated | RTO
53 | AMW-140 | Recessed Light Bracket | 572 | HWW | AMW-140 | Recessed Light Bracket | AMW - ARCHITECTURAL METALWORK | Architectural Design | No |  | No | Yes | No | No |  | NOT IN SCOPE | Identified as not required by Karlo 26/10/21 |  |  | Child |  |  | 1.1.6 | Lighting | Unallocated | RTO
54 | AMW-150 | Cast-in Lighting Bracket | 572 | HWW | AMW-150 | Cast-in Lighting Bracket | AMW - ARCHITECTURAL METALWORK | Architectural Design | No |  | No | Yes | No | No |  | NOT IN SCOPE | Identified as not required by Karlo 26/10/21 |  |  | Child |  |  | 1.1.6 | Lighting | Unallocated | RTO
55 | AMW-200 | COVER PLATE | [8 empty] | No | [5 empty] | Heading only
56 | AMW-201 | Top of Plinth Cover Plate | 552 | HWW | AMW-201 | Top of Plinth Coverplate | AMW - ARCHITECTURAL METALWORK | Architectural Design | No |  | No | Yes | No | No |  | NOT IN SCOPE | Identified as not required by Karlo 26/10/21 |  |  | Child |  |  | 1.4.1.1 | Station | RTO | RTO
57 | AMW-600 | MEP BRACKETRY | [8 empty] | No | [5 empty] | Heading only
58 | AMW-601 | Dome CCTV Bracket | 572 | HWW | AMW-601 | Dome CCTV Bracket | AMW - ARCHITECTURAL METALWORK | Architectural Design | No |  | No | Yes | No | No |  | NOT IN SCOPE | Identified as not required by Karlo 26/10/21 |  |  | Child |  |  | 1.2.1 | CCTV/Security MGMT | RTO | RTO
59 | AMW-602 | Directional CCTV Bracket | 572 | HWW | AMW-602 | Directional CCTV Bracket | AMW - ARCHITECTURAL METALWORK | Architectural Design | No |  | No | Yes | No | No |  | NOT IN SCOPE | Identified as not required by Karlo 26/10/21 |  |  | Child |  |  | 1.2.1 | CCTV/Security MGMT | RTO | RTO
60 | AMW-620 | Speaker Bracket | 572 | HWW | AMW-620 | Speaker Bracket | AMW - ARCHITECTURAL METALWORK | Architectural Design | No |  | No | Yes | No | No |  | NOT IN SCOPE | Identified as not required by Karlo 26/10/21 |  |  | Child |  |  | 1.2.1 | CCTV/Security MGMT | RTO | RTO
61 | AMW-641 | Adit Combined Housing (CCTV/ Speaker) GRC EOL Housing | 572 | HWW | AMW-641 | Adit Combined Housing (CCTV/ Speaker) GRC EOL Housing | AMW - ARCHITECTURAL METALWORK | Architectural Design | No |  | No | Yes | No | No |  | NOT IN SCOPE | Identified as not required by Karlo 26/10/21 |  |  | Parent |  |  | 1.2.1 | CCTV/Security MGMT | RTO | RTO
62 | AMW-660 | CMS Housing - Type 01 | 572 | HWW | AMW-660 | CMS Housing - Type 01 | AMW - ARCHITECTURAL METALWORK | Architectural Design | No |  | No | Yes | No | No |  | NOT IN SCOPE | Identified as not required by Karlo 26/10/21 |  |  | Parent |  |  | 1.4.1.1 | Station | RTO | RTO
63 | AMW-661 | CMS Housing - Type 02 | 572 | HWW | AMW-661 | CMS Housing - Type 02 | AMW - ARCHITECTURAL METALWORK | Architectural Design | No |  | No | Yes | No | No |  | NOT IN SCOPE | Identified as not required by Karlo 26/10/21 |  |  | Parent |  |  | 1.4.1.1 | Station | RTO | RTO
64 | AMW-662 | Cavern Cable Containment Housing | 572 | HWW | AMW-662 | Cavern Cable Containment Housing | AMW - ARCHITECTURAL METALWORK | Architectural Design | No |  | No | Yes | No | No |  | NOT IN SCOPE | Identified as not required by Karlo 26/10/21 |  |  | Parent |  |  | 1.4.1.1 | Station | RTO | RTO
65 | AMW-700 | STAIR TREAD NOSING | [8 empty] | No | [5 empty] | Heading only
66 | AMW-710 | Contrast Stair Nosing | 774 | HWW | AMW-710 | Contrast Stair Nosing | AMW - ARCHITECTURAL METALWORK | Architectural Design | No |  | No | Yes | No | No |  | ACTIVE | Identified as not required by Karlo 26/10/21 |  |  | Child |  | not recorded | 1.4.1.1 | Station | RTO | RTO
67 | AMW-800 | BRACKETRY | [8 empty] | No | [5 empty] | Heading only
68 | AMW-801 | Floor Bracket | 552 | HWW | AMW-801 | Floor Bracket | AMW - ARCHITECTURAL METALWORK | Architectural Design | No |  | No | Yes | No | No |  | NOT IN SCOPE | Identified as not required by Karlo 26/10/21 |  |  | Child |  |  | 1.4.1.1 | Station | RTO | RTO
69 | AMW-820 | Flat Soffit Bracket | 552 | HWW | AMW-820 | Flat Soffit Bracket | AMW - ARCHITECTURAL METALWORK | Architectural Design | No |  | No | Yes | No | No |  | NOT IN SCOPE | Identified as not required by Karlo 26/10/21 |  |  | Child |  |  | 1.4.1.1 | Station | RTO | RTO
70 | AMW-821 | Cavern Soffit Bracket | 552 | HWW | AMW-821 | Cavern Soffit Bracket | AMW - ARCHITECTURAL METALWORK | Architectural Design | No |  | No | Yes | No | No |  | NOT IN SCOPE | Identified as not required by Karlo 26/10/21 |  |  | Child |  |  | 1.4.1.1 | Station | RTO | RTO
71 | AMW-840 | Wall Bracket (For Various Elements) | 552 | HWW | AMW-840 | Wall Bracket (For Various Elements) | AMW - ARCHITECTURAL METALWORK | Architectural Design | No |  | No | Yes | No | No |  | NOT IN SCOPE | Identified as not required by Karlo 26/10/21 |  |  | Child |  |  | 1.4.1.1 | Station | RTO | RTO
72 | AMW-850 | Cannister Light Bracket | 552 | HWW | AMW-850 | Cannister Light Bracket | AMW - ARCHITECTURAL METALWORK | Architectural Design | No |  | No | Yes | No | No |  | NOT IN SCOPE | Identified as not required by Karlo 26/10/21 |  |  | Child |  |  | 1.1.6 | Lighting | Unallocated | RTO
73 | AMW-852 | Cannister Light Tabbed Bracket | 552 | HWW | AMW-852 | Cannister Light Tabbed Bracket | AMW - ARCHITECTURAL METALWORK | Architectural Design | No |  | No | Yes | No | No |  | NOT IN SCOPE | Identified as not required by Karlo 26/10/21 |  |  | Child |  |  | 1.1.6 | Lighting | Unallocated | RTO
74 | AMW-853 | Cannister Light Tabbed Bracket | 552 | HWW | AMW-853 | Cannister Light Tabbed Bracket | AMW - ARCHITECTURAL METALWORK | Architectural Design | No |  | No | Yes | No | No |  | NOT IN SCOPE | Identified as not required by Karlo 26/10/21 |  |  | Child |  |  | 1.1.6 | Lighting | Unallocated | RTO
75 | AMW-860 | Highbay Suspended Ceiling Bracket | 552 | HWW | AMW-860 | Highbay Suspended Ceiling Bracket | AMW - ARCHITECTURAL METALWORK | Architectural Design | No |  | No | Yes | No | No |  | NOT IN SCOPE | Identified as not required by Karlo 26/10/21 |  |  | Child |  |  | 1.4.1.1 | Station | RTO | RTO
76 | AMW-861 | Highbay Tabbed Ceiling Bracket | 552 | HWW | AMW-861 | Highbay Tabbed Ceiling Bracket | AMW - ARCHITECTURAL METALWORK | Architectural Design | No |  | No | Yes | No | No |  | NOT IN SCOPE | Identified as not required by Karlo 26/10/21 |  |  | Child |  |  | 1.4.1.1 | Station | RTO | RTO
77 | AMW-862 | Highbay Suspended Soffit Bracket | 552 | HWW | AMW-862 | Highbay Suspended Soffit Bracket | AMW - ARCHITECTURAL METALWORK | Architectural Design | No |  | No | Yes | No | No |  | NOT IN SCOPE | Identified as not required by Karlo 26/10/21 |  |  | Child |  |  | 1.4.1.1 | Station | RTO | RTO
78 | AMW-865 | Highbay Tabbed Wall Bracket - Type 01 | 552 | HWW | AMW-865 | Highbay Tabbed Wall Bracket - Type 01 | AMW - ARCHITECTURAL METALWORK | Architectural Design | No |  | No | Yes | No | No |  | NOT IN SCOPE | Identified as not required by Karlo 26/10/21 |  |  | Child |  |  | 1.4.1.1 | Station | RTO | RTO
79 | AMW-866 | Highbay Tabbed Wall Bracket - Type 02 | 552 | HWW | AMW-866 | Highbay Tabbed Wall Bracket - Type 02 | AMW - ARCHITECTURAL METALWORK | Architectural Design | No |  | No | Yes | No | No |  | NOT IN SCOPE | Identified as not required by Karlo 26/10/21 |  |  | Child |  |  | 1.4.1.1 | Station | RTO | RTO
80 | AMW-867 | Highbay Tabbed Post Tabbed Bracket | 552 | HWW | AMW-867 | Highbay Tabbed Post Tabbed Bracket | AMW - ARCHITECTURAL METALWORK | Architectural Design | No |  | No | Yes | No | No |  | NOT IN SCOPE | Identified as not required by Karlo 26/10/21 |  |  | Child |  |  | 1.4.1.1 | Station | RTO | RTO
81 | AMW-870 | PES Downlight Bracket | 552 | HWW | AMW-870 | PES Downlight Bracket | AMW - ARCHITECTURAL METALWORK | Architectural Design | No |  | No | Yes | No | No |  | NOT IN SCOPE | Identified as not required by Karlo 26/10/21 |  |  | Child |  |  | 1.1.6 | Lighting | Unallocated | RTO
82 | AMW-880 | Dome CCTV Bracket | 552 | HWW | AMW-880 | Dome CCTV Bracket | AMW - ARCHITECTURAL METALWORK | Architectural Design | No |  | No | Yes | No | No |  | NOT IN SCOPE | Identified as not required by Karlo 26/10/21 |  |  | Child |  |  | 1.2.1 | CCTV/Security MGMT | RTO | RTO
83 | AMW-900 | MISCELANEOUS METALWORK | [8 empty] | No | [5 empty] | Heading only
84 | AMW-901 | Escalator Emergency Stop | Project Engineer's Specification | By Project Engineer | AMW-901 | Escalator Emergency Stop | AMW - ARCHITECTURAL METALWORK | Architectural Design | No |  | No | Yes | No | No |  | ACTIVE | Identified as not required by Karlo 26/10/21 |  | Yes | Parent |  |  | 1.4.1.1 | Station | RTO | RTO
85 | AMW-920 | Light Reflector | 552 | HWW | AMW-920 | Light Reflector | AMW - ARCHITECTURAL METALWORK | Architectural Design | No |  | No | Yes | No | No |  | NOT IN SCOPE | Identified as not required by Karlo 26/10/21 |  |  | Parent |  |  | 1.1.6 | Lighting | Unallocated | RTO
86 | AMW-930 | Canopy Rain Overflow - Stainless Steel (CBDS) | 416 | HWW | AMW-930 | Canopy Rain Overflow - Stainless Steel (CBDS) | AMW - ARCHITECTURAL METALWORK | Architectural Design | No |  | No | Yes | No | No |  | NOT IN SCOPE | Identified as not required by Karlo 26/10/21 |  |  | Child |  |  | 1.4.1.1 | Station | RTO | RTO
87 | AMW-932 | Rainwater Overflow Ancillaries - Stainless Steel | 416 | HWW | AMW-932 | Rainwater Overflow Ancillaries - Stainless Steel | AMW - ARCHITECTURAL METALWORK | Architectural Design | No |  | Yes | Yes | No | No |  | ACTIVE | Identified as not required by Karlo 26/10/21 |  | Yes | Child |  |  | 1.4.1.1 | Station | RTO | RTO
88 | AMW-933 | Canopy Valley Gutter - Stainless Steel (CBDS) | 416 | HWW | AMW-933 | Canopy Valley Gutter - Stainless Steel (CBDS) | AMW - ARCHITECTURAL METALWORK | Architectural Design | No |  | No | Yes | No | No |  | ACTIVE | Identified as not required by Karlo 26/10/21 |  | Yes | Child |  |  | 1.4.1.1 | Station | RTO | RTO
89 | AMW-934 | Stainless Steel Curved Lift Gutter - DOM | 416 | HWW | AMW-934 | Stainless Steel Curved Lift Gutter - DOM | AMW - ARCHITECTURAL METALWORK | Architectural Design | No |  | Yes | Yes | No | No |  | ACTIVE | Identified as not required by Karlo 26/10/21 |  | Yes | Child |  |  | 1.4.1.1 | Station | RTO | RTO
90 | AMW-935 | Heel Guard Drain | 416 | HWW | AMW-935 | Heel Guard Drain | AMW - ARCHITECTURAL METALWORK | Architectural Design | No |  | No | Yes | No | No |  | ACTIVE | Identified as not required by Karlo 26/10/21 |  | Yes | Parent |  |  | 1.4.1.8 | Drains | RTO | RTO
91 | AMW-940 | Impact Bollard | Project Engineer's Specification | By Project Engineer | AMW-940 | Impact Bollard | AMW - ARCHITECTURAL METALWORK | Architectural Design | Yes |  | No | Yes | Yes | Yes |  | ACTIVE | Identified by Karlo 26/10/21 |  | Yes | Parent |  |  | 1.4.1.1 | Station | RTO | RTO
92 | AMW-941 | Impact Bollard - Removable | Project Engineer's Specification | By Project Engineer | AMW-941 | Impact Bollard - Removable | AMW - ARCHITECTURAL METALWORK | Architectural Design | Yes |  | No | Yes | Yes | Yes |  | ACTIVE | Identified by Karlo 26/10/21 |  | Yes | Parent |  |  | 1.4.1.1 | Station | RTO | RTO
93 | AMW-942 | Bollard | 552 | HWW | AMW-942 | Bollard | AMW - ARCHITECTURAL METALWORK | Architectural Design | Yes |  | No | Yes | Yes | Yes |  | ACTIVE | Identified by Karlo 31/03/2022 |  | Yes | Parent |  |  | 1.4.1.1 | Station | RTO | RTO
94 | AMW-943 | Stainless Steel Bollard | 552 | HWW | AMW-943 | Stainless Steel Bollard | AMW - ARCHITECTURAL METALWORK | Architectural Design | Yes |  | No | Yes | Yes | Yes |  | ACTIVE | Identified by Karlo 31/03/2022 |  | Yes | Parent |  |  | 1.4.1.1 | Station | RTO | RTO
95 | AMW-944 | Stair Stringer Cappings Richard Hill | 552 | HWW | AMW-944 | Stair Stringer Cappings Richard Hill | AMW - ARCHITECTURAL METALWORK | Architectural Design | No |  | No | Yes | No | No |  | ACTIVE | Identified as not required by Karlo 31/03/2022 |  |  | Child |  | not recorded | 1.4.1.1 | Station | RTO | RTO
96 | AMW-945 | Bridge Balustrade Steel Cover Plate Richard Hill | 552 | HWW | AMW-945 | Bridge Balustrade Steel Cover Plate Richard Hill | AMW - ARCHITECTURAL METALWORK | Architectural Design | No |  | No | Yes | No | No |  | ACTIVE | Identified as not required by Karlo 31/03/2022 |  | Yes | Child |  | not recorded | 1.4.1.1 | Station | RTO | RTO
97 | AMW-946 | Roller Shutter Housing | 552 | HWW | AMW-946 | Roller Shutter Housing | AMW - ARCHITECTURAL METALWORK | Architectural Design | No |  | No | Yes | No | No |  | ACTIVE | Identified as not required by Karlo 31/03/2022 |  | Yes | Child |  |  | 1.4.1.1 | Station | RTO | RTO
98 | AMW-950 | Perimeter Profile - Stainless Steel | 552 | HWW | AMW-950 | Perimeter Profile - Stainless Steel | AMW - ARCHITECTURAL METALWORK | Architectural Design | No |  | Yes | Yes | No | No |  | ACTIVE | Identified as not required by Karlo 26/10/21 |  | Yes | Child |  |  | 1.4.1.1 | Station | RTO | RTO
99 | AMW-951 | Profile Support to Ventilation Grill - Stainless Steel | 552 | HWW | AMW-951 | Profile Support to Ventilation Grill - Stainless Steel | AMW - ARCHITECTURAL METALWORK | Architectural Design | No |  | Yes | Yes | No | No |  | ACTIVE | Identified as not required by Karlo 26/10/21 |  | Yes | Child |  |  | 1.4.1.1 | Station | RTO | RTO
100 | AMW-952 | Corner Profile to Ancillary Building | 552 | HWW | AMW-952 | Corner Profile to Ancillary Building | AMW - ARCHITECTURAL METALWORK | Architectural Design | No |  | Yes | Yes | No | No |  | ACTIVE | Identified as not required by Karlo 26/10/21 |  | Yes | Child |  |  | 1.4.1.1 | Station | RTO | RTO
101 | AMW-953 | Roller Shutter Metal Cladding | 552 | HWW | AMW-953 | Roller Shutter Metal Cladding | AMW - ARCHITECTURAL METALWORK | Architectural Design | No |  | No | Yes | No | No |  | ACTIVE | Identified as not required by Karlo 31/03/2022 |  | Yes | Child |  |  | 1.4.1.1 | Station | RTO | RTO
102 | AMW-955 | Wall Mounted Shelf (PKV) | 552 | HWW | AMW-955 | Wall Mounted Shelf (PKV) | AMW - ARCHITECTURAL METALWORK | Architectural Design | No |  | Yes | Yes | No | No |  | ACTIVE | Identified as not required by Karlo 26/10/21 |  | Yes | Parent |  |  | 1.4.1.1 | Station | RTO | RTO
103 | Code Item Section Design Scope | [9 empty] | No | [5 empty] | Heading only
104 | AMW-960 | Metal Fence with Access Panel | 552 | HWW | AMW-960 | Metal Fence with Access Panel | AMW - ARCHITECTURAL METALWORK | Architectural Design | Yes |  | Yes | Yes | Yes | Yes |  | ACTIVE | Identified by Karlo 26/10/21 |  | Yes | Parent |  |  | 1.4.1.1 | Station | RTO | RTO
105 | AMW-961 | PED Access Cover Panel | 552 | HWW | AMW-961 | PED Access Cover Panel | AMW - ARCHITECTURAL METALWORK | Architectural Design | No |  | Yes | Yes | No | No |  | ACTIVE | Identified as not required by Karlo 26/10/21 |  | Yes | Child |  |  | 1.4.1.1 | Station | RTO | RTO
106 | AMW-962 | Water Meter Housing | 552 | HWW | AMW-962 | Water Meter Housing | AMW - ARCHITECTURAL METALWORK | Architectural Design | No |  | Yes | Yes | No | No |  | ACTIVE | Identified as not required by Karlo 26/10/21 |  | Yes | Child |  |  | 1.4.1.1 | Station | RTO | RTO
107 | AMW-963 | Gateline Access Trunking Panel | 435 | HWW | AMW-963 | Gateline Access Trunking Panel | AMW - ARCHITECTURAL METALWORK | Architectural Design | Yes |  | No | Yes | Yes | Yes |  | ACTIVE | Identified by Karlo 31/03/2022 |  | Yes | Child |  |  | 1.4.1.1 | Station | RTO | RTO
108 | AMW-965 | Lift Condenser Enclosure - Degraves | 552 | HWW | AMW-965 | Lift Condenser Enclosure - Degraves | AMW - ARCHITECTURAL METALWORK | Architectural Design | No |  | No | Yes | No | No |  | ACTIVE | Identified as not required by Karlo 26/10/21 |  | Yes | Child |  |  | 1.4.1.1 | Station | RTO | RTO
109 | AMW-966 | Lift Panel Shroud - Degraves | 552 | HWW | AMW-966 | Lift Panel Shroud - Degraves | AMW - ARCHITECTURAL METALWORK | Architectural Design | No |  | No | Yes | No | No |  | ACTIVE | Identified as not required by Karlo 26/10/21 |  | Yes | Child |  |  | 1.4.1.1 | Station | RTO | RTO
110 | AMW-967 | Services Shroud | 552 | HWW | AMW-967 | Services Shroud | AMW - ARCHITECTURAL METALWORK | Architectural Design | No |  | No | Yes | No | No |  | ACTIVE | Identified as not required by Karlo 31/03/2022 |  | Yes | Child |  |  | 1.4.1.1 | Station | RTO | RTO
111 | AMW-970 | Metal Closing Piece to Stair | 552 | HWW | AMW-970 | Metal Closing Piece to Stair | AMW - ARCHITECTURAL METALWORK | Architectural Design | No |  | Yes | Yes | No | No |  | ACTIVE | Identified as not required by Karlo 26/10/21 |  |  | Child |  | not recorded | 1.4.1.1 | Station | RTO | RTO
112 | AMW-971 | Metal Fabric | 552 | HWW | AMW-971 | Metal Fabric | AMW - ARCHITECTURAL METALWORK | Architectural Design | No |  | No | Yes | No | No |  | NOT IN SCOPE | Identified as not required by Karlo 26/10/21 |  |  | Child |  |  | 1.4.1.1 | Station | RTO | RTO
113 | AMW-972 | Metal Cover Plate to Column Base - DOM | 552 | HWW | AMW-972 | Metal Cover Plate to Column Base - DOM | AMW - ARCHITECTURAL METALWORK | Architectural Design | No |  | No | Yes | No | No |  | ACTIVE | Identified as not required by Karlo 26/10/21 |  | Yes | Child |  |  | 1.4.1.1 | Station | RTO | RTO
114 | AMW-979 | Skate Deterrent Stainless Steel Fin | 552 | HWW | AMW-979 | Skate Deterrent Stainless Steel Fin | AMW - ARCHITECTURAL METALWORK | Architectural Design | No |  | No | Yes | No | No |  | ACTIVE | Identified as not required by Karlo 31/03/2022 |  | Yes | Child |  |  | 1.4.1.1 | Station | RTO | RTO
115 | AMW-980 | Skate Deterrent Stainless Steel Button | 552 | HWW | AMW-980 | Skate Deterrent Stainless Steel Button | AMW - ARCHITECTURAL METALWORK | Architectural Design | No |  | No | Yes | No | No |  | ACTIVE | Identified as not required by Karlo 26/10/21 |  | Yes | Child |  |  | 1.4.1.1 | Station | RTO | RTO
116 | AMW-981 | Heavy Duty Wall Corner Guard | 552 | HWW | AMW-981 | Heavy Duty Wall Corner Guard | AMW - ARCHITECTURAL METALWORK | Architectural Design | No |  | Yes | Yes | No | No |  | ACTIVE | Identified as not required by Karlo 26/10/21 |  | Yes | Child |  |  | 1.4.1.1 | Station | RTO | RTO
117 | AMW-982 | Metal Closer Piece (GRC End Panel) | 552 | HWW | AMW-982 | Metal Closer Piece (GRC End Panel) | AMW - ARCHITECTURAL METALWORK | Architectural Design | No |  | No | Yes | No | No |  | NOT IN SCOPE | Identified as not required by Karlo 26/10/21 |  |  | Child |  |  | 1.4.1.1 | Station | RTO | RTO
118 | AMW-984 | ADIT Containment Housing | 552 | HWW | AMW-984 | ADIT Containment Housing | AMW - ARCHITECTURAL METALWORK | Architectural Design | No |  | No | Yes | No | No |  | NOT IN SCOPE | Identified as not required by Karlo 26/10/21 |  |  | Parent |  |  | 1.4.1.1 | Station | RTO | RTO
119 | AMW-990 | Cast Iron FW | 416 | HWW | AMW-990 | Cast Iron FW | AMW - ARCHITECTURAL METALWORK | Architectural Design | No |  | No | Yes | No | No |  | ACTIVE | Identified as not required by Karlo 26/10/21 |  | Yes | Parent |  |  | 1.4.1.1 | Station | RTO | RTO
120 | AMW-991 | Stainless Steel Transom with Integrated Drip Profile | 416 | HWW | AMW-991 | Stainless Steel Transom with Integrated Drip Profile | AMW - ARCHITECTURAL METALWORK | Architectural Design | No |  | No | Yes | No | No |  | ACTIVE | Identified as not required by Karlo 26/10/21 |  | Yes | Parent |  |  | 1.4.1.1 | Station | RTO | RTO
121 | AMW-992 | MYKI Machine Shroud (ARD) | 416 | HWW | AMW-992 | MYKI Machine Shroud (ARD) | AMW - ARCHITECTURAL METALWORK | Architectural Design | No |  | No | Yes | No | No |  | ACTIVE | Identified as not required by Karlo 26/10/21 |  | Yes | Child |  |  | 1.4.1.1 | Station | RTO | RTO
122 | AMW-993 | Services Enclosure to Lift | 552 | HWW | AMW-993 | Services Enclosure to Lift | AMW - ARCHITECTURAL METALWORK | Architectural Design | No |  | Yes | Yes | No | No |  | ACTIVE | Identified as not required by Karlo 26/10/21 |  | Yes | Child |  |  | 1.4.1.1 | Station | RTO | RTO
123 | AMW-994 | Perforated Metal Panel (CBDN) | 552 | HWW | AMW-994 | Perforated Metal Panel (CBDN) | AMW - ARCHITECTURAL METALWORK | Architectural Design | No |  | Yes | Yes | No | No |  | ACTIVE | Identified as not required by Karlo 26/10/21 |  | Yes | Child |  |  | 1.4.1.1 | Station | RTO | RTO
124 | AMW-995 | Evaporative/ Drip Tray | 552 | HWW | AMW-995 | Evaporative/ Drip Tray | AMW - ARCHITECTURAL METALWORK | Architectural Design | No |  | No | Yes | No | No |  | NOT IN SCOPE | Identified as not required by Karlo 26/10/21 |  |  | Child |  |  | 1.4.1.1 | Station | RTO | RTO
125 | AMW-996 | Custom Balustrade Elements (Trinoc) | 552 | HWW | AMW-996 | Custom Balustrade Elements (Trinoc) | AMW - ARCHITECTURAL METALWORK | Architectural Design | No |  | Yes | Yes | No | No |  | ACTIVE | Identified as not required by Karlo 26/10/21 |  | Yes | Child |  | not recorded | 1.4.1.1 | Station | RTO | RTO
126 | AMW-997 | Conduit Metal Cover (Trinoc) | 552 | HWW | AMW-997 | Conduit Metal Cover (Trinoc) | AMW - ARCHITECTURAL METALWORK | Architectural Design | No |  | No | Yes | No | No |  | NOT IN SCOPE | Identified as not required by Karlo 26/10/21 |  |  | Child |  |  | 1.4.1.1 | Station | RTO | RTO
127 | AMW-998 | Metal Recess Channel La Trobe | 552 | HWW | AMW-998 | Metal Recess Channel La Trobe | AMW - ARCHITECTURAL METALWORK | Architectural Design | No |  | No | Yes | No | No |  | ACTIVE | Identified as not required by Karlo 31/03/2022 |  | Yes | Child |  |  | 1.4.1.1 | Station | RTO | RTO
128 | AMW-999 | Anti Skate Node | 552 | HWW | AMW-999 | Anti Skate Node | AMW - ARCHITECTURAL METALWORK | Architectural Design | No |  | No | Yes | No | No |  | NOT IN SCOPE | Identified as not required by Karlo 26/10/21 |  |  | Child |  |  | 1.4.1.1 | Station | RTO | RTO
129 | ASE | ACCESS AND SAFETY EQUIPMENT SYSTEMS | [8 empty] | No | [5 empty] | Heading only
130 | ASE-100 | FALL PREVENTION SYSTEMS | [8 empty] | No | [5 empty] | Heading only
131 | ASE-101 | Anchor Point | 458 | HWW | ASE-101 | Anchor Point | ASE - ACCESS AND SAFETY EQUIPMENT SYSTEMS | Architectural Design | Yes |  | No | Yes | Yes | Yes |  | ACTIVE | Identified by Karlo 26/10/21 |  |  | Child | Facilities | AN | 1.4.1.1 | Station | RTO | RTO
132 | ASE-120 | Static Line | 458 | HWW | ASE-120 | Static Line | ASE - ACCESS AND SAFETY EQUIPMENT SYSTEMS | Architectural Design | Yes |  | No | Yes | Yes | Yes |  | ACTIVE | Identified by Karlo 26/10/21 |  |  | Parent | Facilities | AN | 1.4.1.1 | Station | RTO | RTO
133 | ASE-200 | ACCESS WALKWAY SYSTEMS | [8 empty] | No | [5 empty] | Heading only
134 | ASE-201 | Roof Access Walkway | 552 | HWW | ASE-201 | Roof Access Walkway | ASE - ACCESS AND SAFETY EQUIPMENT SYSTEMS | Architectural Design | Yes |  | Yes | Yes | Yes | Yes |  | ACTIVE | Identified by Karlo 26/10/21 |  |  | Parent | Facilities | AN | 1.4.1.1 | Station | RTO | RTO
135 | ASE-210 | Hung Access Walkway | 552 | HWW | ASE-210 | Hung Access Walkway | ASE - ACCESS AND SAFETY EQUIPMENT SYSTEMS | Architectural Design | Yes |  | Yes | Yes | Yes | Yes |  | ACTIVE | Identified by Karlo 26/10/21 |  |  | Parent | Facilities | AN | 1.4.1.1 | Station | RTO | RTO
136 | ASE-300 | ACCESS LADDER SYSTEMS | [8 empty] | No | [5 empty] | Heading only
137 | ASE-301 | Fixed Vertical Access Ladder | 552 | HWW | ASE-301 | Fixed Vertical Access Ladder | ASE - ACCESS AND SAFETY EQUIPMENT SYSTEMS | Architectural Design | Yes |  | Yes | Yes | Yes | Yes |  | ACTIVE | Identified by Karlo 26/10/21 |  |  | Parent | Facilities | AN | 1.4.1.1 | Station | RTO | RTO
138 | ASE-302 | Fixed Angle Access Ladder - Step Type | 552 | HWW | ASE-302 | Fixed Angled Access Ladder | ASE - ACCESS AND SAFETY EQUIPMENT SYSTEMS | Architectural Design | Yes |  | Yes | Yes | Yes | Yes |  | ACTIVE | Identified by Karlo 26/10/21 |  |  | Parent | Facilities | AN | 1.4.1.1 | Station | RTO | RTO
139 | ASE-303 | Ladder Strap | 552 | HWW | ASE-303 | Ladder Strap | ASE - ACCESS AND SAFETY EQUIPMENT SYSTEMS | Architectural Design | Yes |  | No | Yes | Yes | Yes |  | ACTIVE | Identified by Karlo 26/10/21 |  |  | Child | Facilities | AN | 1.4.1.1 | Station | RTO | RTO
140 | ASE-304 | Ladder Hook - External | 552 | HWW | ASE-304 | Ladder Hook - External | ASE - ACCESS AND SAFETY EQUIPMENT SYSTEMS | Architectural Design | Yes |  | Yes | Yes | Yes | Yes |  | ACTIVE | Identified by Karlo 26/10/21 |  |  | Child | Facilities | AN | 1.4.1.1 | Station | RTO | RTO
141 | ASE-305 | Safety Railsafe System | 552 | HWW | ASE-305 | Safety Railsafe System | ASE - ACCESS AND SAFETY EQUIPMENT SYSTEMS | Architectural Design | Yes |  | No | Yes | Yes | Yes |  | ACTIVE | Identified by Karlo 31/03/2022 |  |  | Parent | Facilities | AN | 1.4.1.1 | Station | RTO | RTO
142 | ASE-400 | ACCESS FLOOR SYSTEMS | [8 empty] | No | [5 empty] | Heading only
143 | ASE-401 | Welded Bar Access Floor | 541 | HWW | ASE-401 | Welded Bar Access Floor | ASE - ACCESS AND SAFETY EQUIPMENT SYSTEMS | Architectural Design | Yes |  | Yes | Yes | Yes | Yes |  | ACTIVE | Identified by Karlo 26/10/21 |  | Yes | Parent |  | not recorded | 1.4.1.1 | Station | RTO | RTO
144 | ASE-410 | Trafficable Floor Grating - FOH | 541 | HWW | ASE-410 | Trafficable Floor Grating - FOH | ASE - ACCESS AND SAFETY EQUIPMENT SYSTEMS | Architectural Design | Yes |  | Yes | Yes | Yes | Yes |  | ACTIVE | Identified by Karlo 26/10/21 |  | Yes | Child |  | not recorded | 1.4.1.1 | Station | RTO | RTO
145 | ASE-500 | OPERABLE ACCESS GANTRY SYSTEMS | [8 empty] | No | [5 empty] | Heading only
146 | ASE-501 | Operable Stainless Steel Maintenance Gantry | 552 | HWW | ASE-501 | Operable Stainless Steel Maintenance Gantry | ASE - ACCESS AND SAFETY EQUIPMENT SYSTEMS | Architectural Design | Yes |  | No | Yes | Yes | Yes |  | ACTIVE | Identified by Karlo 26/10/21 |  | Yes | Parent |  |  | 1.4.1.1 | Station | RTO | RTO
147 | ASE-502 | Stainless Steel Portal BMU Rail | 552 | HWW | ASE-502 | Stainless Steel Portal BMU Rail | ASE - ACCESS AND SAFETY EQUIPMENT SYSTEMS | Architectural Design | Yes |  | No | Yes | Yes | Yes |  | ACTIVE | Identified by Karlo 31/03/2022 |  | Yes | Parent |  |  | 1.4.1.1 | Station | RTO | RTO
148 | ASE-600 | ACCESS RAIL SYSTEMS | [8 empty] | No | [5 empty] | Heading only
149 | ASE-601 | Recessed Access Rail - CBDN | 552 | HWW | ASE-601 | Recessed Access Rail - CBDN | ASE - ACCESS AND SAFETY EQUIPMENT SYSTEMS | Architectural Design | Yes |  | Yes | Yes | Yes | Yes |  | ACTIVE | Identified by Karlo 26/10/21 |  | Yes | Child |  |  | 1.4.1.1 | Station | RTO | RTO
150 | BAL | BALUSTRADES/ HANDRAILS | [8 empty] | No | [5 empty] | Heading only
151 | BAL-100 | STAIR BALUSTRADE/ HANDRAIL SYSTEMS | [8 empty] | No | [5 empty] | Heading only
152 | BAL-110 | Floor Mounted Stair Balustrade | 552 | HWW | BAL-110 | Floor Mounted Stair Balustrade | BAL - BALUSTRADES/ HANDRAILS | Architectural Design | No |  | Yes | Yes | No | No |  | ACTIVE | Identified as not required by Karlo 26/10/21 |  | Yes | Parent |  | not recorded | 1.4.1.1 | Station | RTO | RTO
153 | BAL-111 | Floor Mounted Stair Balustrade - Glazed | 552 | HWW | BAL-111 | Floor Mounted Stair Balustrade - Glazed | BAL - BALUSTRADES/ HANDRAILS | Architectural Design | No |  | No | Yes | No | No |  | ACTIVE | Identified as not required by Karlo 26/10/21 |  | Yes | Parent |  | not recorded | 1.4.1.1 | Station | RTO | RTO
154 | BAL-112 | Floor Mounted Stair Balustrade - Vertical Rods | 552 | HWW | BAL-112 | Floor Mounted Stair Balustrade - Vertical Rods | BAL - BALUSTRADES/ HANDRAILS | Architectural Design | No |  | No | Yes | No | No |  | ACTIVE | Identified as not required by Karlo 26/10/21 |  | Yes | Parent |  | not recorded | 1.4.1.1 | Station | RTO | RTO
155 | BAL-113 | Side Mounted Stair Balustrade - Glazed (DOM) | 552 | HWW | BAL-113 | Side Mounted Stair Balustrade - Glazed (DOM) | BAL - BALUSTRADES/ HANDRAILS | Architectural Design | No |  | Yes | Yes | No | No |  | ACTIVE | Identified as not required by Karlo 26/10/21 |  | Yes | Parent |  | not recorded | 1.4.1.1 | Station | RTO | RTO
156 | BAL-114 | Side-Mounted Stair Balustrade - FOH (CBDN Retail) | 552 | HWW | BAL-114 | Side-Mounted Stair Balustrade - FOH (CBDN Retail) | BAL - BALUSTRADES/ HANDRAILS | Architectural Design | No |  | No | Yes | No | No |  | ACTIVE | Identified as not required by Karlo 31/03/2022 |  | Yes | Parent |  | not recorded | 1.4.1.1 | Station | RTO | RTO
157 | BAL-120 | Floor Mounted Stair Handrail - BOH | 552 | HWW | BAL-120 | Floor Mounted Stair Handrail - BOH | BAL - BALUSTRADES/ HANDRAILS | Architectural Design | No |  | Yes | Yes | No | No |  | ACTIVE | Identified as not required by Karlo 26/10/21 |  |  | Parent |  | not recorded | 1.4.1.1 | Station | RTO | RTO
158 | BAL-150 | Wall Mounted Stair Handrail - BOH | 552 | HWW | BAL-150 | Wall Mounted Stair Handrail - BOH | BAL - BALUSTRADES/ HANDRAILS | Architectural Design | No |  | Yes | Yes | No | No |  | ACTIVE | Identified as not required by Karlo 26/10/21 |  |  | Parent |  | not recorded | 1.4.1.1 | Station | RTO | RTO
159 | BAL-151 | Wall Mounted Stair Handrail - FOH | 552 | HWW | BAL-151 | Wall Mounted Stair Handrail - FOH | BAL - BALUSTRADES/ HANDRAILS | Architectural Design | No |  | Yes | Yes | No | No |  | ACTIVE | Identified as not required by Karlo 26/10/21 |  |  | Parent |  | not recorded | 1.4.1.1 | Station | RTO | RTO
160 | BAL-152 | Fibre Reinforced Polymer Stair Balustrade (ISS) | 556 | HWW | BAL-152 | Fibre Reinforced Polymer Stair Balustrade (ISS) | BAL - BALUSTRADES/ HANDRAILS | Architectural Design | No |  | Yes | Yes | No | No |  | ACTIVE | Identified as not required by Karlo 26/10/21 |  | Yes | Parent |  | not recorded | 1.4.1.1 | Station | RTO | RTO
161 | BAL-160 | Floor Mounted Stair Balustrade (La Trobe) | 552 | HWW | BAL-160 | Floor Mounted Stair Balustrade (La Trobe) | BAL - BALUSTRADES/ HANDRAILS | Architectural Design | No |  | No | Yes | No | No |  | ACTIVE | Identified as not required by Karlo 31/03/2022 |  | Yes | Parent |  | not recorded | 1.4.1.1 | Station | RTO | RTO
162 | BAL-200 | RAMP BALUSTRADE/ HANDRAIL SYSTEMS | [8 empty] | No | [5 empty] | Heading only
163 | BAL-201 | Ramp Handrail - Stainless Steel | 552 | HWW | BAL-201 | Ramp Handrail - Stainless Steel | BAL - BALUSTRADES/ HANDRAILS | Architectural Design | No |  | Yes | Yes | No | No |  | ACTIVE | Identified as not required by Karlo 26/10/21 |  | Yes | Parent |  |  | 1.4.1.1 | Station | RTO | RTO
164 | BAL-202 | Ramp Handrail - Glazed (DOM) | 552 | HWW | BAL-202 | Ramp Handrail - Glazed (DOM) | BAL - BALUSTRADES/ HANDRAILS | Architectural Design | No |  | Yes | Yes | No | No |  | ACTIVE | Identified as not required by Karlo 26/10/21 |  | Yes | Parent |  |  | 1.4.1.1 | Station | RTO | RTO
165 | BAL-220 | Ramp Handrail - BOH | 552 | HWW | BAL-220 | Ramp Handrail - BOH | BAL - BALUSTRADES/ HANDRAILS | Architectural Design | No |  | Yes | Yes | No | No |  | ACTIVE | Identified as not required by Karlo 26/10/21 |  | Yes | Parent |  |  | 1.4.1.1 | Station | RTO | RTO
166 | BAL-300 | EDGE BALUSTRADE SYSTEMS | [8 empty] | No | [5 empty] | Heading only
167 | Code Item Section Design Scope | [9 empty] | No | [5 empty] | Heading only
168 | BAL-301 | Edge Balustrade - Glazed Infill | 552 | HWW | BAL-301 | Edge Balustrade - Glazed Infill | BAL - BALUSTRADES/ HANDRAILS | Architectural Design | No |  | Yes | Yes | No | No |  | ACTIVE | Identified as not required by Karlo 26/10/21 |  | Yes | Parent |  | not recorded | 1.4.1.1 | Station | RTO | RTO
169 | BAL-312 | Edge Balustrade - Metal Infill | 552 | HWW | BAL-312 | Edge Balustrade - Metal Infill | BAL - BALUSTRADES/ HANDRAILS | Architectural Design | No |  | No | Yes | No | No |  | ACTIVE | Identified as not required by Karlo 26/10/21 |  | Yes | Parent |  | not recorded | 1.4.1.1 | Station | RTO | RTO
170 | BAL-320 | Edge Balustrade - Glazed Infill with Stone Upstand | 552 | HWW | BAL-320 | Edge Balustrade - Glazed Infill with Stone Upstand | BAL - BALUSTRADES/ HANDRAILS | Architectural Design | No |  | Yes | Yes | No | No |  | ACTIVE | Identified as not required by Karlo 26/10/21 |  | Yes | Parent |  | not recorded | 1.4.1.1 | Station | RTO | RTO
171 | BAL-330 | Edge Balustrade - Glazed (DOM) | 552 | HWW | BAL-330 | Edge Balustrade - Glazed (DOM) | BAL - BALUSTRADES/ HANDRAILS | Architectural Design | No |  | Yes | Yes | No | No |  | ACTIVE | Identified as not required by Karlo 26/10/21 |  | Yes | Parent |  | not recorded | 1.4.1.1 | Station | RTO | RTO
172 | BAL-400 | FLOOR MOUNTED BALUSTRADE SYSTEMS | [8 empty] | No | [5 empty] | Heading only
173 | BAL-401 | Floor Mounted Balustrade - Glazed Infill | 552 | HWW | BAL-401 | Floor Mounted Balustrade - Glazed Infill | BAL - BALUSTRADES/ HANDRAILS | Architectural Design | No |  | Yes | Yes | No | No |  | ACTIVE | Identified as not required by Karlo 26/10/21 |  | Yes | Parent |  | not recorded | 1.4.1.1 | Station | RTO | RTO
174 | BAL-402 | Floor Mounted Balustrade - Glazed Intermediate Panel | 552 | HWW | BAL-402 | Floor Mounted Balustrade - Glazed Intermediate Panel | BAL - BALUSTRADES/ HANDRAILS | Architectural Design | No |  | Yes | Yes | No | No |  | ACTIVE | Identified as not required by Karlo 26/10/21 |  | Yes | Parent |  | not recorded | 1.4.1.1 | Station | RTO | RTO
175 | BAL-403 | Floor Mounted Bypass Gate - Glazed | 552 | HWW | BAL-403 | Floor Mounted Bypass Gate - Glazed | BAL - BALUSTRADES/ HANDRAILS | Architectural Design | No |  | Yes | Yes | No | No |  | ACTIVE | Identified as not required by Karlo 26/10/21 |  | Yes | Parent |  | not recorded | 1.4.1.1 | Station | RTO | RTO
176 | BAL-410 | Floor Mounted Balustrade - Glazed Infill with Stone Upstand | 552 | HWW | BAL-410 | Floor Mounted Balustrade - Glazed Infill with Stone Upstand | BAL - BALUSTRADES/ HANDRAILS | Architectural Design | No |  | Yes | Yes | No | No |  | ACTIVE | Identified as not required by Karlo 26/10/21 |  | Yes | Parent |  | not recorded | 1.4.1.1 | Station | RTO | RTO
177 | BAL-432 | Floor Mounted Balustrade - Glazed - (CBDS) | 552 | HWW | BAL-432 | Floor Mounted Balustrade - Glazed - (CBDS) | BAL - BALUSTRADES/ HANDRAILS | Architectural Design | No |  | No | Yes | No | No |  | ACTIVE | Identified as not required by Karlo 26/10/21 |  | Yes | Parent |  | not recorded | 1.4.1.1 | Station | RTO | RTO
178 | BAL-450 | Vehicle Barrier (OSD) | Project Engineer's Specification | By Project Engineer | BAL-450 | Vehicle Barrier (OSD) | BAL - BALUSTRADES/ HANDRAILS | Architectural Design | No |  | No | Yes | No | No |  | ACTIVE | Identified as not required by Karlo 26/10/21 |  | Yes | Parent |  |  | 1.4.1.1 | Station | RTO | RTO
179 | BAL-460 | FRP Handrail | 552 | HWW | BAL-460 | FRP Handrail | BAL - BALUSTRADES/ HANDRAILS | Architectural Design | No |  | No | Yes | No | No |  | ACTIVE | Identified as not required by Karlo 31/03/2022 |  | Yes | Parent |  |  | 1.4.1.1 | Station | RTO | RTO
180 | BAL-500 | BALUSTRADE/ HANDRAIL SYSTEMS | [8 empty] | No | [5 empty] | Heading only
181 | BAL-501 | Floor Mounted Balustrade - BOH | 552 | HWW | BAL-501 | Floor Mounted Balustrade - BOH | BAL - BALUSTRADES/ HANDRAILS | Architectural Design | No |  | Yes | Yes | No | No |  | ACTIVE | Identified as not required by Karlo 26/10/21 |  | Yes | Parent |  | not recorded | 1.4.1.1 | Station | RTO | RTO
182 | BAL-502 | Side Mounted Balustrade - BOH | 552 | HWW | BAL-502 | Side Mounted Balustrade - BOH | BAL - BALUSTRADES/ HANDRAILS | Architectural Design | No |  | Yes | Yes | No | No |  | ACTIVE | Identified as not required by Karlo 26/10/21 |  | Yes | Parent |  | not recorded | 1.4.1.1 | Station | RTO | RTO
183 | BAL-503 | Floor Mounted Balustrade - Demountable | 552 | HWW | BAL-503 | Floor Mounted Balustrade - Demountable | BAL - BALUSTRADES/ HANDRAILS | Architectural Design | No |  | Yes | Yes | No | No |  | ACTIVE | Identified as not required by Karlo 26/10/21 |  | Yes | Parent |  | not recorded | 1.4.1.1 | Station | RTO | RTO
184 | BAL-530 | Balustrade to Top of Trackside Wall | 552 | HWW | BAL-530 | Balustrade to Top of Trackside Wall | BAL - BALUSTRADES/ HANDRAILS | Architectural Design | No |  | Yes | Yes | No | No |  | ACTIVE | Identified as not required by Karlo 26/10/21 |  | Yes | Parent |  | not recorded | 1.4.1.1 | Station | RTO | RTO
185 | BAL-532 | Balustrade to Roof of La Trobe | 552 | HWW | BAL-532 | Balustrade to Roof of La Trobe | BAL - BALUSTRADES/ HANDRAILS | Architectural Design | No |  | No | Yes | No | No |  | ACTIVE | Identified as not required by Karlo 31/03/2022 |  | Yes | Parent |  | not recorded | 1.4.1.1 | Station | RTO | RTO
186 | BAL-550 | Wall Mounted Handrail - BOH | 552 | HWW | BAL-550 | Wall Mounted Handrail - BOH | BAL - BALUSTRADES/ HANDRAILS | Architectural Design | No |  | Yes | Yes | No | No |  | ACTIVE | Identified as not required by Karlo 26/10/21 |  | Yes | Parent |  |  | 1.4.1.1 | Station | RTO | RTO
187 | BAL-560 | Bumper Rail - BOH | 556 | HWW | BAL-560 | Bumper Rail - BOH | BAL - BALUSTRADES/ HANDRAILS | Architectural Design | No |  | Yes | Yes | No | No |  | ACTIVE | Identified as not required by Karlo 26/10/21 |  | Yes | Parent |  |  | 1.4.1.1 | Station | RTO | RTO
188 | BAL-570 | Trackside Floor Mounted Handrail - BOH | Project Engineer's Specification | By Project Engineer | BAL-570 | Trackside Floor Mounted Handrail - BOH | BAL - BALUSTRADES/ HANDRAILS | Architectural Design | No |  | Yes | Yes | No | No |  | ACTIVE | Identified as not required by Karlo 26/10/21 |  | Yes | Parent |  | not recorded | 1.4.1.1 | Station | RTO | RTO
189 | BAL-571 | Trackside Wall Mounted Handrail - BOH | Project Engineer's Specification | By Project Engineer | BAL-571 | Trackside Wall Mounted Handrail - BOH | BAL - BALUSTRADES/ HANDRAILS | Architectural Design | No |  | Yes | Yes | No | No |  | ACTIVE | Identified as not required by Karlo 26/10/21 |  | Yes | Parent |  |  | 1.4.1.1 | Station | RTO | RTO
190 | BAL-600 | ESCALATOR FALL PROTECTION BALUSTRADE SYSTEM | [8 empty] | No | [5 empty] | Heading only
191 | BAL-601 | Escalator Fall Protection Balustrade | 552 | HWW | BAL-601 | Escalator Fall Protection Balustrade | BAL - BALUSTRADES/ HANDRAILS | Architectural Design | Yes |  | Yes | Yes | Yes | Yes |  | ACTIVE | Identified by Karlo 26/10/21 |  | Yes | Parent | Facilities | AN | 1.4.1.1 | Station | RTO | RTO
192 | BLK | BLOCKWORK | [8 empty] | No | [5 empty] | Heading only
193 | BLK-100 | BLOCKWORK | [8 empty] | No | [5 empty] | Heading only
194 | BLK-101 | Reinforced Blockwork - 190mm | 331 | HWW | BLK-101 | Reinforced Blockwork - 190mm | BLK - BLOCKWORK | Architectural Design | No |  | Yes | Yes | No | No |  | ACTIVE | Identified as not required by Karlo 26/10/21 |  | Yes | Child |  |  | 1.4.1.1 | Station | RTO | RTO
195 | BLK-102 | Reinforced Blockwork - 290mm | 331 | HWW | BLK-102 | Reinforced Blockwork - 290mm | BLK - BLOCKWORK | Architectural Design | No |  | Yes | Yes | No | No |  | ACTIVE | Identified as not required by Karlo 26/10/21 |  | Yes | Child |  |  | 1.4.1.1 | Station | RTO | RTO
196 | BLK-105 | Reinforced Blockwork - 140mm | 331 | HWW | BLK-105 | Reinforced Blockwork - 140mm | BLK - BLOCKWORK | Architectural Design | No |  | Yes | Yes | No | No |  | ACTIVE | Identified as not required by Karlo 26/10/21 |  | Yes | Child |  |  | 1.4.1.1 | Station | RTO | RTO
197 | BLK-200 | BLOCKWORK ACCESSORIES | [8 empty] | No | [5 empty] | Heading only
198 | BLK-201 | Blockwork Accessory | Project Engineer's Specification | By Project Engineer | BLK-201 | Blockwork Accessory | BLK - BLOCKWORK | Architectural Design | No |  | No | Yes | No | No |  | ACTIVE | Identified as not required by Karlo 26/10/21 |  | Yes | Child |  |  | 1.4.1.1 | Station | RTO | RTO
199 | BRK | BRICKWORK | [8 empty] | No | [5 empty] | Heading only
200 | BRK-100 | BRICKWORK | [8 empty] | No | [5 empty] | Heading only
201 | BRK-102 | External Brickwork (ARD) | 331 | HWW | BRK-102 | External Brickwork (ARD) | BRK - BRICKWORK | Architectural Design | No |  | Yes | Yes | No | No |  | ACTIVE | Identified as not required by Karlo 26/10/21 |  | Yes | Child |  |  | 1.4.1.1 | Station | RTO | RTO
202 | BRK-103 | External Brickwork Arch (ARD) | 331 | HWW | BRK-103 | External Brickwork Arch (ARD) | BRK - BRICKWORK | Architectural Design | No |  | No | Yes | No | No |  | ACTIVE | Identified as not required by Karlo 26/10/21 |  | Yes | Child |  |  | 1.4.1.1 | Station | RTO | RTO
203 | BRK-110 | Sawtooth Brickwork (EPZ) | 331 | HWW | BRK-110 | Sawtooth Brickwork (EPZ) | BRK - BRICKWORK | Architectural Design | No |  | No | Yes | No | No |  | ACTIVE | Identified as not required by Karlo 26/10/21 |  | Yes | Child |  |  | 1.4.1.1 | Station | RTO | RTO
204 | BRK-200 | BRICKWORK ACCESSORIES | [8 empty] | No | [5 empty] | Heading only
205 | BRK-201 | Brickwork Accessory | Project Engineer's Specification | By Project Engineer | BRK-201 | Brickwork Accessory | BRK - BRICKWORK | Architectural Design | No |  | No | Yes | No | No |  | ACTIVE | Identified as not required by Karlo 26/10/21 |  | Yes | Child |  |  | 1.4.1.1 | Station | RTO | RTO
206 | BVC | BIRD & VERMIN CONTROL | 481 | [7 empty] | No | [5 empty] | Heading only
207 | BVC-100 | PHYSICAL BARRIERS, ELECTRONIC DETERRENTS | 481 | [7 empty] | No | [5 empty] | Heading only
208 | BVC-101 | Mesh Screens | 481 | HWW | BVC-101 | Mesh Screens | BVC - BIRD & VERMIN CONTROL | Architectural Design | No |  | Yes | Yes | No | No |  | ACTIVE | Identified as not required by Karlo 26/10/21 |  |  | Parent |  | not recorded | 1.4.1.1 | Station | RTO | RTO
209 | BVC-102 | Net Barriers | 481 | HWW | BVC-102 | Net Barriers | BVC - BIRD & VERMIN CONTROL | Architectural Design | No |  | No | Yes | No | No |  | ACTIVE | Identified as not required by Karlo 26/10/21 |  | Yes | Parent |  |  | 1.4.1.1 | Station | RTO | RTO
210 | BVC-103 | Roost Inhibitors Spikes | 481 | HWW | BVC-103 | Roost Inhibitors Spikes | BVC - BIRD & VERMIN CONTROL | Architectural Design | No |  | Yes | Yes | No | No |  | ACTIVE | Identified as not required by Karlo 26/10/21 |  | Yes | Child |  |  | 1.4.1.1 | Station | RTO | RTO
211 | BVC-104 | Roost Inhibitor Sprung Wires | 481 | HWW | BVC-104 | Roost Inhibitor Sprung Wires | BVC - BIRD & VERMIN CONTROL | Architectural Design | No |  | No | Yes | No | No |  | ACTIVE | Identified as not required by Karlo 26/10/21 |  | Yes | Child |  |  | 1.4.1.1 | Station | RTO | RTO
212 | BVC-105 | Ultrasonic Bird Deterrent | 481 | HWW | BVC-105 | Ultrasonic Bird Deterrent | BVC - BIRD & VERMIN CONTROL | Architectural Design | Yes |  | No | Yes | Yes | Yes |  | ACTIVE | Identified by Karlo 26/10/21 |  | Yes | Parent |  |  | 1.4.1.1 | Station | RTO | RTO
213 | CAN | CANOPIES / FRAMED STRUCTURES | [8 empty] | No | [5 empty] | Heading only
214 | CAN-200 | OSD CANOPIES | [8 empty] | No | [5 empty] | Heading only
215 | CAN-201 | OSD Canopy (Type 1) | Project Engineer's Specification | By Project Engineer | CAN-201 | OSD Canopy (Type 1) | CAN - CANOPIES / FRAMED STRUCTURES | Architectural Design | No |  | No | Yes | No | No |  | ACTIVE | Identified as not required by Karlo 26/10/21 |  | Yes | Parent |  |  | 1.4.1.1 | Station | RTO | RTO
216 | CAN-210 | OSD Canopy (Type 2) | Project Engineer's Specification | By Project Engineer | CAN-210 | OSD Canopy (Type 2) | CAN - CANOPIES / FRAMED STRUCTURES | Architectural Design | No |  | No | Yes | No | No |  | ACTIVE | Identified as not required by Karlo 26/10/21 |  | Yes | Parent |  |  | 1.4.1.1 | Station | RTO | RTO
217 | CAN-211 | OSD Entrance Canopy | Project Engineer's Specification | By Project Engineer | CAN-211 | OSD Entrance Canopy | CAN - CANOPIES / FRAMED STRUCTURES | Architectural Design | No |  | Yes | Yes | No | No |  | ACTIVE | Identified as not required by Karlo 26/10/21 |  | Yes | Parent |  |  | 1.4.1.1 | Station | RTO | RTO
218 | CAN-300 | MODEST PORTAL/ LIFT CANOPIES | [8 empty] | No | [5 empty] | Heading only
219 | Code Item Section Design Scope | [9 empty] | No | [5 empty] | Heading only
220 | CAN-310 | Modest Portal Entrance Canopy | Project Engineer's Specification | By Project Engineer | CAN-310 | Modest Portal Entrance Canopy | CAN - CANOPIES / FRAMED STRUCTURES | Architectural Design | Yes |  | Yes | Yes | Yes | Yes |  | ACTIVE | Identified by Karlo 26/10/21 |  | Yes | Parent |  |  | 1.4.1.1 | Station | RTO | RTO
221 | CAN-311 | Modest Portal Lift Lobby Canopy | 451 | HWW | CAN-311 | Modest Portal Lift Lobby Canopy | CAN - CANOPIES / FRAMED STRUCTURES | Architectural Design | Yes |  | Yes | Yes | Yes | Yes |  | ACTIVE | Identified by Karlo 26/10/21 |  | Yes | Parent |  |  | 1.4.1.1 | Station | RTO | RTO
222 | CLG | SUSPENDED CEILING SYSTEMS | [8 empty] | No | [5 empty] | Heading only
223 | CLG-100 | LOOSE FIT CEILING SYSTEMS | [8 empty] | No | [5 empty] | Heading only
224 | CLG-101 | Loose Fit Ceiling System - Type 1 | 531 | HWW | CLG-101 | Loose Fit Ceiling System - Type 1 | CLG - SUSPENDED CEILING SYSTEMS | Architectural Design | No |  | No | Yes | No | No |  | NOT IN SCOPE | Identified as not required by Karlo 26/10/21 |  |  | Parent |  |  | 1.4.1.1 | Station | RTO | RTO
225 | CLG-102 | Loose Fit Ceiling System - Type 2 | 531 | HWW | CLG-102 | Loose Fit Ceiling System - Type 2 | CLG - SUSPENDED CEILING SYSTEMS | Architectural Design | No |  | No | Yes | No | No |  | NOT IN SCOPE | Identified as not required by Karlo 26/10/21 |  |  | Parent |  |  | 1.4.1.1 | Station | RTO | RTO
226 | CLG-110 | Loose Fit Ceiling System - Cross Passage | 531 | HWW | CLG-110 | Loose Fit Ceiling System - Cross Passage | CLG - SUSPENDED CEILING SYSTEMS | Architectural Design | No |  | No | Yes | No | No |  | ACTIVE | Identified as not required by Karlo 26/10/21 |  | Yes | Parent |  |  | 1.4.1.1 | Station | RTO | RTO
227 | CLG-111 | Recessed Grid with Acoustic Panels | 531 | HWW | CLG-111 | Recessed Grid with Acoustic Panels | CLG - SUSPENDED CEILING SYSTEMS | Architectural Design | No |  | No | Yes | No | No |  | NOT IN SCOPE | Identified as not required by Karlo 26/10/21 |  |  | Parent |  |  | 1.4.1.1 | Station | RTO | RTO
228 | CLG-200 | METAL CEILING SYSTEMS | [8 empty] | No | [5 empty] | Heading only
229 | CLG-201 | Metal Clip-in Ceiling Tile | 531 | HWW | CLG-201 | Metal Clip-in Ceiling Tile | CLG - SUSPENDED CEILING SYSTEMS | Architectural Design | No |  | Yes | Yes | No | No |  | ACTIVE | Identified as not required by Karlo 26/10/21 |  | Yes | Parent |  |  | 1.4.1.1 | Station | RTO | RTO
230 | CLG-202 | Perforated Metal Ceiling | 531 | HWW | CLG-202 | Perforated Metal Ceiling | CLG - SUSPENDED CEILING SYSTEMS | Architectural Design | No |  | Yes | Yes | No | No |  | ACTIVE | Identified as not required by Karlo 26/10/21 |  | Yes | Parent |  |  | 1.4.1.1 | Station | RTO | RTO
231 | CLG-203 | Recessed Metal Soffit Panel | 531 | HWW | CLG-203 | Recessed Metal Soffit Panel | CLG - SUSPENDED CEILING SYSTEMS | Architectural Design | No |  | Yes | Yes | No | No |  | ACTIVE | Identified as not required by Karlo 26/10/21 |  | Yes | Parent |  |  | 1.4.1.1 | Station | RTO | RTO
232 | CLG-260 | Perforated Metal Ceiling - La Trobe | 531 | HWW | CLG-260 | Perforated Metal Ceiling - La Trobe | CLG - SUSPENDED CEILING SYSTEMS | Architectural Design | No |  | Yes | Yes | No | No |  | ACTIVE | Identified as not required by Karlo 26/10/21 |  | Yes | Parent |  |  | 1.4.1.1 | Station | RTO | RTO
233 | CLG-261 | Capping Plate to the Edge of the Ceiling (CLG-260) | 531 | HWW | CLG-261 | Capping Plate to the Edge of the Ceiling (CLG-260) | CLG - SUSPENDED CEILING SYSTEMS | Architectural Design | No |  | Yes | Yes | No | No |  | ACTIVE | Identified as not required by Karlo 26/10/21 |  | Yes | Child |  |  | 1.4.1.1 | Station | RTO | RTO
234 | CLG-262 | Perforated Metal Ceiling | 531 | HWW | CLG-262 | Perforated Metal Ceiling - Flinders Link | CLG - SUSPENDED CEILING SYSTEMS | Architectural Design | No |  | Yes | Yes | No | No |  | ACTIVE | Identified as not required by Karlo 26/10/21 |  | Yes | Parent |  |  | 1.4.1.1 | Station | RTO | RTO
235 | CLG-263 | Perforated Acoustic Openable Metal Ceiling Panel - La Trobe/ DOM | 531 | HWW | CLG-263 | Perforated Acoustic Openable Metal Ceiling Panel - La Trobe/ DOM | CLG - SUSPENDED CEILING SYSTEMS | Architectural Design | Yes |  | No | Yes | Yes | Yes |  | NOT IN SCOPE | Identified by Karlo 26/10/21 |  |  | Parent |  |  | 1.4.1.1 | Station | RTO | RTO
236 | CLG-264 | Metal Ceiling Panel for Stair - DOM | 531 | HWW | CLG-264 | Metal Ceiling Panel for Stair - DOM | CLG - SUSPENDED CEILING SYSTEMS | Architectural Design | No |  | No | Yes | No | No |  | NOT IN SCOPE | Identified as not required by Karlo 26/10/21 |  |  | Child |  |  | 1.4.1.1 | Station | RTO | RTO
237 | CLG-270 | Metal Profiled Soffit Lining - Degraves | 531 | HWW | CLG-270 | Metal Profiled Soffit Lining - Degraves | CLG - SUSPENDED CEILING SYSTEMS | Architectural Design | No |  | No | Yes | No | No |  | ACTIVE | Identified as not required by Karlo 26/10/21 |  | Yes | Parent |  |  | 1.4.1.1 | Station | RTO | RTO
238 | CLG-300 | FLAT GRC CEILING SYSTEMS | [8 empty] | No | [5 empty] | Heading only
239 | CLG-301 | Flat GRC Ceiling System | 531 | HWW | CLG-301 | Flat GRC Ceiling System | CLG - SUSPENDED CEILING SYSTEMS | Architectural Design | No |  | Yes | Yes | No | No |  | ACTIVE | Identified as not required by Karlo 26/10/21 |  | Yes | Parent |  |  | 1.4.1.1 | Station | RTO | RTO
240 | CLG-302 | Flat GRC Ceiling System with Acoustic Perforations | 531 | HWW | CLG-302 | Flat GRC Ceiling System with Acoustic Perforations | CLG - SUSPENDED CEILING SYSTEMS | Architectural Design | No |  | Yes | Yes | No | No |  | ACTIVE | Identified as not required by Karlo 26/10/21 |  | Yes | Parent |  |  | 1.4.1.1 | Station | RTO | RTO
241 | CLG-400 | GRC CEILING SYSTEMS - ARTICULATED | [8 empty] | No | [5 empty] | Heading only
242 | CLG-401 | Articulated Perforated Ceiling System | 531 | HWW | CLG-401 | Articulated Perforated Ceiling System | CLG - SUSPENDED CEILING SYSTEMS | Architectural Design | No |  | No | Yes | No | No |  | NOT IN SCOPE | Identified as not required by Karlo 26/10/21 |  |  | Parent |  |  | 1.4.1.1 | Station | RTO | RTO
243 | CLG-402 | Ceiling System with Advertising | 531 | HWW | CLG-402 | Ceiling System with Advertising | CLG - SUSPENDED CEILING SYSTEMS | Architectural Design | Yes |  | No | Yes | Yes | Yes |  | NOT IN SCOPE | Identified by Karlo 26/10/21 |  |  | Parent |  | SI | 1.4.1.1 | Station | RTO | RTO
244 | CLG-403 | Perforated Ceiling System | 531 | HWW | CLG-403 | Perforated Ceiling System | CLG - SUSPENDED CEILING SYSTEMS | Architectural Design | No |  | No | Yes | No | No |  | NOT IN SCOPE | Identified as not required by Karlo 26/10/21 |  |  | Parent |  |  | 1.4.1.1 | Station | RTO | RTO
245 | CLG-404 | Ceiling System Access Panel | 531 | HWW | CLG-404 | Ceiling System Access Panel | CLG - SUSPENDED CEILING SYSTEMS | Architectural Design | Yes |  | No | Yes | Yes | Yes |  | NOT IN SCOPE | Identified by Karlo 26/10/21 |  |  | Parent |  |  | 1.4.1.1 | Station | RTO | RTO
246 | CLG-450 | Curved Ceiling System | 531 | HWW | CLG-450 | Curved Ceiling System | CLG - SUSPENDED CEILING SYSTEMS | Architectural Design | No |  | No | Yes | No | No |  | NOT IN SCOPE | Identified as not required by Karlo 26/10/21 |  |  | Parent |  |  | 1.4.1.1 | Station | RTO | RTO
247 | CLG-452 | GRC Ceiling System - Trapezoid - Sharkgill Small | 531 | HWW | CLG-452 | GRC Ceiling System - Trapezoid - Sharkgill Small | CLG - SUSPENDED CEILING SYSTEMS | Architectural Design | No |  | No | Yes | No | No |  | NOT IN SCOPE | Identified as not required by Karlo 26/10/21 |  |  | Parent |  |  | 1.4.1.1 | Station | RTO | RTO
248 | CLG-460 | Sloped GRC Soffit (ARD) | 531 | HWW | CLG-460 | Sloped GRC Soffit (ARD) | CLG - SUSPENDED CEILING SYSTEMS | Architectural Design | No |  | No | Yes | No | No |  | NOT IN SCOPE | Identified as not required by Karlo 26/10/21 |  |  | Parent |  |  | 1.4.1.1 | Station | RTO | RTO
249 | CLG-600 | PB / FC FLUSH CEILING SYSTEMS | [8 empty] | No | [5 empty] | Heading only
250 | CLG-601 | Plasterboard Ceiling - CSC | 531 | HWW | CLG-601 | Plasterboard Ceiling - CSC | CLG - SUSPENDED CEILING SYSTEMS | Architectural Design | No |  | Yes | Yes | No | No |  | ACTIVE | Identified as not required by Karlo 26/10/21 |  | Yes | Parent |  |  | 1.4.1.1 | Station | RTO | RTO
251 | CLG-602 | Plasterboard Ceiling - PSO | 531 | HWW | CLG-602 | Plasterboard Ceiling - PSO | CLG - SUSPENDED CEILING SYSTEMS | Architectural Design | No |  | Yes | Yes | No | No |  | ACTIVE | Identified as not required by Karlo 26/10/21 |  | Yes | Parent |  |  | 1.4.1.1 | Station | RTO | RTO
252 | CLG-603 | Plasterboard Ceiling - Secure | 531 | HWW | CLG-603 | Plasterboard Ceiling - Secure | CLG - SUSPENDED CEILING SYSTEMS | Architectural Design | No |  | Yes | Yes | No | No |  | ACTIVE | Identified as not required by Karlo 26/10/21 |  | Yes | Parent |  |  | 1.4.1.1 | Station | RTO | RTO
253 | CLG-604 | Plasterboard Ceiling - Water Resistant | 531 | HWW | CLG-604 | Plasterboard Ceiling - Water Resistant | CLG - SUSPENDED CEILING SYSTEMS | Architectural Design | No |  | Yes | Yes | No | No |  | ACTIVE | Identified as not required by Karlo 26/10/21 |  | Yes | Parent |  |  | 1.4.1.1 | Station | RTO | RTO
254 | CLG-610 | Fire Separating Plasterboard Ceiling System - 2hr FR | 531 | HWW | CLG-610 | Fire Separating Plasterboard Ceiling System - 2hr FR | CLG - SUSPENDED CEILING SYSTEMS | Architectural Design | No |  | Yes | Yes | No | No |  | ACTIVE | Identified as not required by Karlo 26/10/21 |  | Yes | Parent |  |  | 1.4.1.1 | Station | RTO | RTO
255 | CLG-611 | Acoustic/ Fire Separating Plasterboard Ceiling - 2hr FR | 531 | HWW | CLG-611 | Acoustic/ Fire Separating Plasterboard Ceiling - 2hr FR | CLG - SUSPENDED CEILING SYSTEMS | Architectural Design | No |  | Yes | Yes | No | No |  | ACTIVE | Identified as not required by Karlo 26/10/21 |  | Yes | Parent |  |  | 1.4.1.1 | Station | RTO | RTO
256 | CLG-612 | Acoustic Non FR Plasterboard Ceiling | 531 | HWW | CLG-612 | Acoustic Non FR Plasterboard Ceiling | CLG - SUSPENDED CEILING SYSTEMS | Architectural Design | No |  | Yes | Yes | No | No |  | ACTIVE | Identified as not required by Karlo 26/10/21 |  | Yes | Parent |  |  | 1.4.1.1 | Station | RTO | RTO
257 | CLG-613 | Thermal Fire Separating Plasterboard Ceiling System - 2HR FR | 531 | HWW | CLG-613 | Thermal Fire Separating Plasterboard Ceiling System - 2HR FR | CLG - SUSPENDED CEILING SYSTEMS | Architectural Design | No |  | Yes | Yes | No | No |  | ACTIVE | Identified as not required by Karlo 26/10/21 |  | Yes | Parent |  |  | 1.4.1.1 | Station | RTO | RTO
258 | CLG-614 | Acoustic No Perf No FR Ceiling Plasterboard System | 531 | HWW | CLG-614 | Acoustic No Perf No FR Ceiling Plasterboard System | CLG - SUSPENDED CEILING SYSTEMS | Architectural Design | No |  | Yes | Yes | No | No |  | ACTIVE | Identified as not required by Karlo 26/10/21 |  | Yes | Parent |  |  | 1.4.1.1 | Station | RTO | RTO
259 | CLG-620 | Acoustic Lay in Ceiling System - BOH | 531 | HWW | CLG-620 | Acoustic Lay in Ceiling System - BOH | CLG - SUSPENDED CEILING SYSTEMS | Architectural Design | No |  | Yes | Yes | No | No |  | ACTIVE | Identified as not required by Karlo 26/10/21 |  | Yes | Child |  |  | 1.4.1.1 | Station | RTO | RTO
260 | CLG-630 | 2-Way Fire Separating Ceiling - 2HR (PKV Cafe) | 531 | HWW | CLG-630 | 2-Way Fire Separating Ceiling - 2HR (PKV Cafe) | CLG - SUSPENDED CEILING SYSTEMS | Architectural Design | No |  | Yes | Yes | No | No |  | ACTIVE | Identified as not required by Karlo 26/10/21 |  | Yes | Parent |  |  | 1.4.1.1 | Station | RTO | RTO
261 | CLG-631 | One-way Fire Separating Ceiling - 2HR | 531 | HMM | CLG-631 | One-way Fire Separating Ceiling - 2HR | CLG - SUSPENDED CEILING SYSTEMS | Architectural Design | No |  | Yes | Yes | No | No |  | ACTIVE | Identified as not required by Karlo 26/10/21 |  | Yes | Parent |  |  | 1.4.1.1 | Station | RTO | RTO
262 | CLG-640 | Acoustic Ceiling Panel System - FR | 531 | HWW | CLG-640 | Acoustic Ceiling Panel System - FR | CLG - SUSPENDED CEILING SYSTEMS | Architectural Design | No |  | Yes | Yes | No | No |  | ACTIVE | Identified as not required by Karlo 26/10/21 |  | Yes | Parent |  |  | 1.4.1.1 | Station | RTO | RTO
263 | CLG-641 | Under Escalator Ceiling Panel System - FR | 531 | HWW | CLG-641 | Under Escalator Ceiling Panel System - FR | CLG - SUSPENDED CEILING SYSTEMS | Architectural Design | No |  | Yes | Yes | No | No |  | ACTIVE | Identified as not required by Karlo 26/10/21 |  | Yes | Parent |  |  | 1.4.1.1 | Station | RTO | RTO
264 | CLG-645 | PB Ceiling System - Degraves | 531 | HWW | CLG-645 | PB Ceiling System - Degraves | CLG - SUSPENDED CEILING SYSTEMS | Architectural Design | No |  | No | Yes | No | No |  | ACTIVE | Identified as not required by Karlo 26/10/21 |  | Yes | Parent |  |  | 1.4.1.1 | Station | RTO | RTO
265 | CLG-700 | ACOUSTIC SOFFIT LININGS | [8 empty] | No | [5 empty] | Heading only
266 | CLG-701 | BOH Acoustic Fan/ Plenum Ceiling Lining 50mm | 522 | HWW | CLG-701 | BOH Acoustic Fan/ Plenum Ceiling Lining 50mm | CLG - SUSPENDED CEILING SYSTEMS | Architectural Design | No |  | Yes | Yes | No | No |  | ACTIVE | Identified as not required by Karlo 26/10/21 |  | Yes | Parent |  |  | 1.4.1.1 | Station | RTO | RTO
267 | CLG-702 | BOH Acoustic Fan/ Plenum Ceiling Lining 100mm | 522 | HWW | CLG-702 | BOH Acoustic Fan/ Plenum Ceiling Lining 100mm | CLG - SUSPENDED CEILING SYSTEMS | Architectural Design | No |  | Yes | Yes | No | No |  | ACTIVE | Identified as not required by Karlo 26/10/21 |  | Yes | Parent |  |  | 1.4.1.1 | Station | RTO | RTO
268 | CRT | CONCRETE FINISHES | [8 empty] | No | [5 empty] | Heading only
269 | CRT-100 | IN-SITU/ PRECAST CONCRETE FINISH |  |  | CRT-100 | IN-SITU/ PRECAST CONCRETE FINISH | CRT - CONCRETE FINISHES | Architectural Design | No |  | No | Yes | No | No |  | ACTIVE | New type added 07/10/2022 - Reviewed by KS on 14/10/2022 |  | Yes | Parent
270 | CRT-100 | In-Situ Concrete Finish |  |  | CRT-100 | In-Situ Concrete Finish | CRT - CONCRETE FINISHES | Architectural Design | No |  | No | Yes | No | No |  | ACTIVE | New type added 07/10/2022 - Reviewed by KS on 14/10/2022 |  | Yes | Parent
271 | CRT-200 | Precast Concrete Finish |  |  | CRT-200 | Precast Concrete Finish | CRT - CONCRETE FINISHES | Architectural Design | No |  | No | Yes | No | No |  | ACTIVE | New type added 07/10/2022 - Reviewed by KS on 14/10/2022 |  | Yes | Parent
272 | DST | DOORSETS | [8 empty] | No | [5 empty] | Heading only
273 | DST-100 | DOORSETS | [8 empty] | No | [5 empty] | Heading only
274 | DST-101 | BOH - Standard Doorset | 453 | HWW | DST-101 | BOH - Standard Doorset | DST - DOORSETS | Architectural Design | Yes |  | Yes | Yes | Yes | Yes |  | ACTIVE | Identified by Karlo 26/10/21 |  | Yes | Parent | Facilities | D0 | 1.4.1.1 | Station | RTO | RTO
275 | DST-110 | FOH - Standard Doorset | 453 | HWW | DST-110 | FOH - Standard Doorset | DST - DOORSETS | Architectural Design | Yes |  | Yes | Yes | Yes | Yes |  | ACTIVE | Identified by Karlo 26/10/21 |  | Yes | Parent | Facilities | D0 | 1.4.1.1 | Station | RTO | RTO
276 | DST-120 | BOH - Acoustic Doorset | 453 | HWW | DST-120 | BOH - Acoustic Doorset | DST - DOORSETS | Architectural Design | Yes |  | Yes | Yes | Yes | Yes |  | ACTIVE | Identified by Karlo 26/10/21 |  | Yes | Parent | Facilities | D0 | 1.4.1.1 | Station | RTO | RTO
277 | DST-121 | BOH - Large Acoustic Doorset | 453 | HWW | DST-121 | BOH - Large Acoustic Doorset | DST - DOORSETS | Architectural Design | Yes |  | Yes | Yes | Yes | Yes |  | ACTIVE | Identified by Karlo 26/10/21 |  | Yes | Parent | Facilities | D0 | 1.4.1.1 | Station | RTO | RTO
278 | DST-125 | Sliding Doorset | 453 | HWW | DST-125 | Sliding Doorset | DST - DOORSETS | Architectural Design | Yes |  | No | Yes | Yes | Yes |  | ACTIVE | Identified by Karlo 26/10/21 |  | Yes | Parent | Facilities | D0 | 1.4.1.1 | Station | RTO | RTO
279 | DST-126 | Sliding Doorset - DDA WC's | 453 | HWW | DST-126 | Sliding Doorset - DDA WC's | DST - DOORSETS | Architectural Design | Yes |  | No | Yes | Yes | Yes |  | ACTIVE | Identified by Karlo 26/10/21 |  | Yes | Parent | Facilities | D0 | 1.4.1.1 | Station | RTO | RTO
280 | DST-127 | Sliding Doorset RNERV | 453 | HWW | DST-127 | Sliding Doorset RNERV | DST - DOORSETS | Architectural Design | Yes |  | Yes | Yes | Yes | Yes |  | ACTIVE | Identified by Karlo 26/10/21 |  | Yes | Parent | Facilities | D0 | 1.4.1.1 | Station | RTO | RTO
281 | DST-200 | GLAZED / FRAMED DOORSETS | [8 empty] | No | [5 empty] | Heading only
282 | DST-205 | Glazed Frameless Single Doorset | 451 | HWW | DST-205 | Glazed Frameless Single Doorset | DST - DOORSETS | Architectural Design | Yes |  | Yes | Yes | Yes | Yes |  | ACTIVE | Identified by Karlo 26/10/21 |  | Yes | Parent | Facilities | D0 | 1.4.1.1 | Station | RTO | RTO
283 | DST-210 | Glazed Fire Escape Single Doorset | 451 | HWW | DST-210 | Glazed Fire Escape Single Doorset | DST - DOORSETS | Architectural Design | Yes |  | No | Yes | Yes | Yes |  | ACTIVE | Identified by Karlo 26/10/21 |  | Yes | Parent | Facilities | D0 | 1.4.1.1 | Station | RTO | RTO
284 | DST-220 | Glazed Frameless Doorset with Coloured Interlayer | 451 | HWW | DST-220 | Glazed Frameless Doorset with Coloured Interlayer | DST - DOORSETS | Architectural Design | Yes |  | No | Yes | Yes | Yes |  | ACTIVE | Identified by Karlo 26/10/21 |  | Yes | Parent | Facilities | D0 | 1.4.1.1 | Station | RTO | RTO
285 | Code Item Section Design Scope | [9 empty] | No | [5 empty] | Heading only
286 | DST-225 | Glazed Frameless Double Doorset | 451 | HWW | DST-225 | Glazed Frameless Double Doorset | DST - DOORSETS | Architectural Design | Yes |  | No | Yes | Yes | Yes |  | ACTIVE | Identified by Karlo 26/10/21 |  | Yes | Parent | Facilities | D0 | 1.4.1.1 | Station | RTO | RTO
287 | DST-230 | Fire Escape Double Doorset | 453 | HWW | DST-230 | Fire Escape Double Doorset | DST - DOORSETS | Architectural Design | Yes |  | No | Yes | Yes | Yes |  | ACTIVE | Identified by Karlo 26/10/21 |  | Yes | Parent | Facilities | D0 | 1.4.1.1 | Station | RTO | RTO
288 | DST-231 | Coloured Glass Single Doorset (Cafe) | 451 | HWW | DST-231 | Coloured Glass Single Doorset (Cafe) | DST - DOORSETS | Architectural Design | Yes |  | No | Yes | Yes | Yes |  | ACTIVE | Identified by Karlo 26/10/21 |  | Yes | Parent | Facilities | D0 | 1.4.1.1 | Station | RTO | RTO
289 | DST-232 | BOH Coloured Glass Door with Ceramic Frit Framing - Double | 451 | HWW | DST-232 | BOH Coloured Glass Door with Ceramic Frit Framing - Double | DST - DOORSETS | Architectural Design | Yes |  | No | Yes | Yes | Yes |  | ACTIVE | Identified by Karlo 26/10/21 |  | Yes | Parent | Facilities | D0 | 1.4.1.1 | Station | RTO | RTO
290 | DST-233 | Coloured Glass Double Doorset (Café) | 451 | HWW | DST-233 | Coloured Glass Double Doorset (Café) | DST - DOORSETS | Architectural Design | No |  | No | Yes | No | No |  | ACTIVE | Identified as not required by Karlo 31/03/2022 |  | Yes | Parent |  | not recorded | 1.4.1.1 | Station | RTO | RTO
291 | DST-240 | Arches Retail Doorset Double Door | 451 | HWW | DST-240 | Arches Retail Doorset Double Door | DST - DOORSETS | Architectural Design | Yes |  | No | Yes | Yes | Yes |  | ACTIVE | Identified by Karlo 26/10/21 |  | Yes | Parent | Facilities | D0 | 1.4.1.1 | Station | RTO | RTO
292 | DST-241 | Retail 1,2,3,4 Doorset (Barwise Street) | 451 | HWW | DST-241 | Retail 1,2,3,4 Doorset (Barwise Street) | DST - DOORSETS | Architectural Design | Yes |  | No | Yes | Yes | Yes |  | ACTIVE | Identified by Karlo 26/10/21 |  | Yes | Parent | Facilities | D0 | 1.4.1.1 | Station | RTO | RTO
293 | DST-242 | Retail 5 Doorset (South Facing) | 451 | HWW | DST-242 | Retail 5 Doorset (South Facing) | DST - DOORSETS | Architectural Design | Yes |  | Yes | Yes | Yes | Yes |  | ACTIVE | Identified by Karlo 26/10/21 |  | Yes | Parent | Facilities | D0 | 1.4.1.1 | Station | RTO | RTO
294 | DST-243 | Double Swing Back of House Metal Door within Precast Panel (EWS-210) | 451 | HWW | DST-243 | Double Swing Back of House Metal Door within Precast Panel (EWS-210) | DST - DOORSETS | Architectural Design | Yes |  | No | Yes | Yes | Yes |  | ACTIVE | Identified by Karlo 26/10/21 |  | Yes | Parent | Facilities | D0 | 1.4.1.1 | Station | RTO | RTO
295 | DST-244 | External Facade Single Door with Fixed Side Panel | 451 | HWW | DST-244 | External Facade Single Door with Fixed Side Panel | DST - DOORSETS | Architectural Design | Yes |  | Yes | Yes | Yes | Yes |  | ACTIVE | Identified by Karlo 26/10/21 |  | Yes | Parent | Facilities | D0 | 1.4.1.1 | Station | RTO | RTO
296 | DST-245 | Double Swing Coloured Glass Back of House Door and Side Panel within Precast Concrete Panel | 451 | HWW | DST-245 | Double Swing Coloured Glass Back of House Door and Side Panel within Precast Concrete Panel | DST - DOORSETS | Architectural Design | Yes |  | No | Yes | Yes | Yes |  | ACTIVE | Identified by Karlo 26/10/21 |  | Yes | Parent | Facilities | D0 | 1.4.1.1 | Station | RTO | RTO
297 | DST-246 | Double Glazed Single Leaf Pivot Door Part of WIN-202 Retail Box | 451 | HWW | DST-246 | Double Glazed Single Leaf Pivot Door Part of WIN-202 Retail Box | DST - DOORSETS | Architectural Design | Yes |  | No | Yes | Yes | Yes |  | ACTIVE | Identified by Karlo 26/10/21 |  | Yes | Parent | Facilities | D0 | 1.4.1.1 | Station | RTO | RTO
298 | DST-247 | Arches Retail Doorset Single Door | 451 | HWW | DST-247 | Arches Retail Doorset Single Door | DST - DOORSETS | Architectural Design | Yes |  | Yes | Yes | Yes | Yes |  | ACTIVE | Identified by Karlo 26/10/21 |  | Yes | Parent | Facilities | D0 | 1.4.1.1 | Station | RTO | RTO
299 | DST-248 | Arches Retail Doorset Colour Back Glass Sliding Door | 451 | HWW | DST-248 | Arches Retail Doorset Colour Back Glass Sliding Door | DST - DOORSETS | Architectural Design | Yes |  | No | Yes | Yes | Yes |  | ACTIVE | Identified by Karlo 26/10/21 |  | Yes | Parent | Facilities | D0 | 1.4.1.1 | Station | RTO | RTO
300 | DST-249 | Sliding Double Glazed Retail Door System | 451 | HWW | DST-249 | Sliding Double Glazed Retail Door System | DST - DOORSETS | Architectural Design | Yes |  | Yes | Yes | Yes | Yes |  | ACTIVE | Identified by Karlo 26/10/21 |  | Yes | Parent | Facilities | D0 | 1.4.1.1 | Station | RTO | RTO
301 | DST-251 | Retail Bifold Windows | 451 | HWW | DST-251 | Retail Bifold Windows | DST - DOORSETS | Architectural Design | Yes |  | No | Yes | Yes | Yes |  | ACTIVE | Identified by Karlo 26/10/21 |  | Yes | Parent |  |  | 1.4.1.1 | Station | RTO | RTO
302 | DST-300 | ROLLER SHUTTERS | [8 empty] | No | [5 empty] | Heading only
303 | DST-301 | Roller Shutter - FOH | 454 | HWW | DST-301 | Roller Shutter - FOH | DST - DOORSETS | Architectural Design | Yes |  | Yes | Yes | Yes | Yes |  | ACTIVE | Identified by Karlo 26/10/21 |  | Yes | Parent |  |  | 1.4.1.1 | Station | RTO | RTO
304 | DST-302 | Fire Rated Roller Shutter - FOH | 454 | HWW | DST-302 | Fire Rated Roller Shutter - FOH | DST - DOORSETS | Architectural Design | Yes |  | Yes | Yes | Yes | Yes |  | ACTIVE | Identified by Karlo 26/10/21 |  | Yes | Parent |  |  | 1.4.1.1 | Station | RTO | RTO
305 | DST-303 | Side Roller Shutter - Degraves | 454 | HWW | DST-303 | Roller Shutter - Degraves | DST - DOORSETS | Architectural Design | Yes |  | No | Yes | Yes | Yes |  | ACTIVE | Identified by Karlo 26/10/21 |  | Yes | Parent |  |  | 1.4.1.1 | Station | RTO | RTO
306 | DST-304 | Roller Shutter - Degraves (FR) | 454 | HWW | DST-304 | Roller Shutter - Degraves (FR) | DST - DOORSETS | Architectural Design | No |  | No | Yes | No | No |  | ACTIVE | Identified as not required by Karlo 31/03/2022 |  | Yes | Parent |  |  | 1.4.1.1 | Station | RTO | RTO
307 | DST-310 | CSC Roller Shutter (Security) | 454 | HWW | DST-310 | CSC Roller Shutter (Security) | DST - DOORSETS | Architectural Design | Yes |  | No | Yes | Yes | Yes |  | ACTIVE | Identified by Karlo 26/10/21 |  | Yes | Parent |  |  | 1.4.1.1 | Station | RTO | RTO
308 | DST-315 | Roller Shutter - CSC (ARD) | 454 | HWW | DST-315 | Roller Shutter - CSC (ARD) | DST - DOORSETS | Architectural Design | Yes |  | No | Yes | Yes | Yes |  | ACTIVE | Identified by Karlo 26/10/21 |  | Yes | Parent |  |  | 1.4.1.1 | Station | RTO | RTO
309 | DST-320 | Roller Shutter - Trackside | 454 | HWW | DST-320 | Roller Shutter - Trackside | DST - DOORSETS | Architectural Design | Yes |  | No | Yes | Yes | Yes |  | ACTIVE | Identified by Karlo 26/10/21 |  | Yes | Parent |  |  | 1.4.1.1 | Station | RTO | RTO
310 | DST-400 | WALL ACCESS HATCH / ACCESS PANEL | [8 empty] | No | [5 empty] | Heading only
311 | DST-401 | Wall Access Panel | 453 | HWW | DST-401 | Wall Access Panel | DST - DOORSETS | Architectural Design | Yes |  | Yes | Yes | Yes | Yes |  | ACTIVE | Identified by Karlo 26/10/21 |  | Yes | Parent |  |  | 1.4.1.1 | Station | RTO | RTO
312 | DST-500 | SPECIALISED DOORSETS | [8 empty] | No | [5 empty] | Heading only
313 | DST-502 | Louvred Door | 453 | HWW | DST-502 | Louvred Door | DST - DOORSETS | Architectural Design | Yes |  | No | Yes | Yes | Yes |  | ACTIVE | Identified by Karlo 26/10/21 |  | Yes | Parent | Facilities | D0 | 1.4.1.1 | Station | RTO | RTO
314 | DST-503 | Overclad Louvred Door | 453 | HWW | DST-503 | Overclad Louvred Door | DST - DOORSETS | Architectural Design | Yes |  | Yes | Yes | Yes | Yes |  | ACTIVE | Identified by Karlo 26/10/21 |  | Yes | Parent | Facilities | D0 | 1.4.1.1 | Station | RTO | RTO
315 | DST-505 | Overclad Metal Single Doorset (Cafe) | 453 | HWW | DST-505 | Overclad Metal Single Doorset (Cafe) | DST - DOORSETS | Architectural Design | Yes |  | No | Yes | Yes | Yes |  | ACTIVE | Identified by Karlo 26/10/21 |  | Yes | Parent | Facilities | D0 | 1.4.1.1 | Station | RTO | RTO
316 | DST-550 | Metal Gate (CBDS) | 453 | HWW | DST-550 | Metal Gate (CBDS) | DST - DOORSETS | Architectural Design | Yes |  | No | Yes | Yes | Yes |  | ACTIVE | Identified by Karlo 26/10/21 |  | Yes | Parent |  |  | 1.4.1.1 | Station | RTO | RTO
317 | DST-551 | Self Closing Gate | 453 | HWW | DST-551 | Self Closing Gate | DST - DOORSETS | Architectural Design | Yes |  | No | Yes | Yes | Yes |  | ACTIVE | Identified by Karlo 26/10/21 |  | Yes | Parent |  |  | 1.4.1.1 | Station | RTO | RTO
318 | DST-552 | Stainless Steel External Gate | 453 | HWW | DST-552 | Stainless Steel External Gate | DST - DOORSETS | Architectural Design | Yes |  | No | Yes | Yes | Yes |  | NOT IN SCOPE | Identified by Karlo 26/10/21 |  |  | Parent |  |  | 1.4.1.1 | Station | RTO | RTO
319 | DST-553 | Metal Mesh Gate (PKV Cafe) | 453 | HWW | DST-553 | Metal Mesh Gate (PKV Cafe) | DST - DOORSETS | Architectural Design | Yes |  | No | Yes | Yes | TBC |  | NOT IN SCOPE | Identified by Karlo 31/03/2022 |  |  | Parent |  |  | 1.4.1.1 | Station | RTO | RTO
320 | DST-560 | Flood Doorset with Over Cladding - External | 453 | HWW | DST-560 | Flood Doorset with Over Cladding - External | DST - DOORSETS | Architectural Design | Yes |  | No | Yes | Yes | Yes |  | ACTIVE | Identified by Karlo 26/10/21 |  | Yes | Parent | Facilities | D0 | 1.4.1.1 | Station | RTO | RTO
321 | DST-562 | Overclad Single Doorset | 453 | HWW | DST-562 | Overclad Single Doorset | DST - DOORSETS | Architectural Design | Yes |  | No | Yes | Yes | Yes |  | ACTIVE | Identified by Karlo 26/10/21 |  | Yes | Parent | Facilities | D0 | 1.4.1.1 | Station | RTO | RTO
322 | DST-563 | Overclad Double Doorset | 453 | HWW | DST-563 | Overclad Double Doorset | DST - DOORSETS | Architectural Design | Yes |  | No | Yes | Yes | Yes |  | ACTIVE | Identified by Karlo 26/10/21 |  | Yes | Parent | Facilities | D0 | 1.4.1.1 | Station | RTO | RTO
323 | DST-564 | Single Doorset Overclad with Overclad | 453 | HWW | DST-564 | Single Doorset Overclad with EWS-701 | DST - DOORSETS | Architectural Design | Yes |  | No | Yes | Yes | Yes |  | ACTIVE | Identified by Karlo 26/10/21 |  | Yes | Parent | Facilities | D0 | 1.4.1.1 | Station | RTO | RTO
324 | DST-565 | Glazed Sliding Doorset | 451 | HWW | DST-565 | Glazed Sliding Doorset | DST - DOORSETS | Architectural Design | Yes |  | No | Yes | Yes | Yes |  | ACTIVE | Identified by Karlo 26/10/21 |  | Yes | Parent | Facilities | D0 | 1.4.1.1 | Station | RTO | RTO
325 | DST-566 | Sliding Fire Doorset | 453 | HWW | DST-566 | Sliding Fire Doorset | DST - DOORSETS | Architectural Design | Yes |  | Yes | Yes | Yes | Yes |  | ACTIVE | Identified by Karlo 26/10/21 |  | Yes | Parent | Facilities | D0 | 1.4.1.1 | Station | RTO | RTO
326 | DST-570 | Partition Wall Doorset | 453 | HWW | DST-570 | Partition Wall Doorset | DST - DOORSETS | Architectural Design | Yes |  | Yes | Yes | Yes | Yes |  | ACTIVE | Identified by Karlo 26/10/21 |  | Yes | Parent | Facilities | D0 | 1.4.1.1 | Station | RTO | RTO
327 | DST-571 | Fire Rated Side Roller Shutter - Degraves | 453 | HWW | DST-571 | Sliding Fire Door - Degraves | DST - DOORSETS | Architectural Design | Yes |  | No | Yes | Yes | Yes |  | ACTIVE | Identified by Karlo 26/10/21 |  | Yes | Parent | Facilities | D0 | 1.4.1.1 | Station | RTO | RTO
328 | DST-572 | Sliding Doorset - Degraves | 453 | HWW | DST-572 | Sliding Doorset - Degraves | DST - DOORSETS | Architectural Design | No |  | No | Yes | No | No |  | ACTIVE | Identified as not required by Karlo 31/03/2022 |  | Yes | Parent |  | not recorded | 1.4.1.1 | Station | RTO | RTO
329 | DST-700 | LIFT DOOR | [8 empty] | No | [5 empty] | Heading only
330 | DST-703 | Overclad Lift Door | 453 | By Project Engineer | DST-703 | Overclad Lift Door | DST - DOORSETS | Architectural Design | Yes |  | Yes | Yes | Yes | Yes |  | ACTIVE | Identified by Karlo 26/10/21 |  | Yes | Parent | Facilities | D0 | 1.4.3.1 | Station Vertical Transport | RTO | RTO
331 | EWS | EXTERNAL WALL SYSTEMS | [8 empty] | No | [5 empty] | Heading only
332 | EWS-100 | GLAZED WALL SYSTEM | [8 empty] | No | [5 empty] | Heading only
333 | EWS-101 | External Retail Curtain Wall System | 432 | HWW | EWS-101 | External Retail Curtain Wall System | EWS - EXTERNAL WALL SYSTEMS | Architectural Design | No |  | Yes | Yes | No | No |  | ACTIVE | Identified as not required by Karlo 26/10/21 |  | Yes | Child |  |  | 1.4.1.1 | Station | RTO | RTO
334 | EWS-102 | Retail External Curtain Wall System with Hidden Frame | 432 | HWW | EWS-102 | Retail External Curtain Wall System with Hidden Frame | EWS - EXTERNAL WALL SYSTEMS | Architectural Design | No |  | Yes | Yes | No | No |  | ACTIVE | Identified as not required by Karlo 26/10/21 |  | Yes | Child |  |  | 1.4.1.1 | Station | RTO | RTO
335 | EWS-103 | External Retail Curtain Wall System - Curved | 432 | HWW | EWS-103 | External Retail Curtain Wall System - Curved | EWS - EXTERNAL WALL SYSTEMS | Architectural Design | No |  | No | Yes | No | No |  | ACTIVE | Identified as not required by Karlo 26/10/21 |  | Yes | Child |  |  | 1.4.1.1 | Station | RTO | RTO
336 | EWS-104 | External Retail Curtain Wall System with Coloured Glass | 432 | HWW | EWS-104 | External Retail Curtain Wall System with Coloured Glass | EWS - EXTERNAL WALL SYSTEMS | Architectural Design | No |  | No | Yes | No | No |  | ACTIVE | Identified as not required by Karlo 26/10/21 |  | Yes | Child |  |  | 1.4.1.1 | Station | RTO | RTO
337 | EWS-105 | External Retail Curtain Wall System with Integrated Louvred Vent Panel | 432 | HWW | EWS-105 | External Retail Curtain Wall System with Integrated Louvred Vent Panel | EWS - EXTERNAL WALL SYSTEMS | Architectural Design | No |  | No | Yes | No | No |  | ACTIVE | Identified as not required by Karlo 26/10/21 |  |  | Child |  | not recorded | 1.4.1.1 | Station | RTO | RTO
338 | EWS-106 | Unitised Uninsulated Coloured Glass Cladding | 432 | HWW | EWS-106 | Unitised Uninsulated Coloured Glass Cladding | EWS - EXTERNAL WALL SYSTEMS | Architectural Design | No |  | No | Yes | No | No |  | ACTIVE | Identified as not required by Karlo 26/10/21 |  | Yes | Child |  |  | 1.4.1.1 | Station | RTO | RTO
339 | EWS-110 | Rain Screen Curtain Wall System with Sloped Upstand and Hanging Rail Over Void Edge | 432 | HWW | EWS-110 | Rain Screen Curtain Wall System with Sloped Upstand and Hanging Rail Over Void Edge | EWS - EXTERNAL WALL SYSTEMS | Architectural Design | No |  | Yes | Yes | No | No |  | ACTIVE | Identified as not required by Karlo 26/10/21 |  |  | Child |  | not recorded | 1.4.1.1 | Station | RTO | RTO
340 | EWS-111 | Glass with Triangular Transoms Curtain Wall System | 432 | HWW | EWS-111 | Glass with Triangular Transoms Curtain Wall System | EWS - EXTERNAL WALL SYSTEMS | Architectural Design | No |  | Yes | Yes | No | No |  | ACTIVE | Identified as not required by Karlo 26/10/21 |  | Yes | Child |  |  | 1.4.1.1 | Station | RTO | RTO
341 | EWS-112 | Plinth Mounted Glazed Facade System (Portal) | 432 | HWW | EWS-112 | Plinth Mounted Glazed Facade System (Portal) | EWS - EXTERNAL WALL SYSTEMS | Architectural Design | No |  | Yes | Yes | No | No |  | ACTIVE | Identified as not required by Karlo 26/10/21 |  | Yes | Child |  |  | 1.4.1.1 | Station | RTO | RTO
342 | EWS-113 | Floor Mounted Glazed Façade System (Portal) | 432 | HWW | EWS-113 | Floor Mounted Glazed Façade System (Portal) | EWS - EXTERNAL WALL SYSTEMS | Architectural Design | No |  | Yes | Yes | No | No |  | ACTIVE | Identified as not required by Karlo 26/10/21 |  | Yes | Child |  | not recorded | 1.4.1.1 | Station | RTO | RTO
343 | EWS-114 | High Level Glazed Façade System above CAN-310 (Portal) | 432 | HWW | EWS-114 | High Level Glazed Façade System above CAN-310 (Portal) | EWS - EXTERNAL WALL SYSTEMS | Architectural Design | No |  | Yes | Yes | No | No |  | ACTIVE | Identified as not required by Karlo 26/10/21 |  | Yes | Child |  |  | 1.4.1.1 | Station | RTO | RTO
344 | EWS-115 | Rain Screen Curtain Wall System | 432 | HWW | EWS-115 | Rain Screen Curtain Wall System | EWS - EXTERNAL WALL SYSTEMS | Architectural Design | No |  | Yes | Yes | No | No |  | ACTIVE | Identified as not required by Karlo 26/10/21 |  |  | Child |  | not recorded | 1.4.1.1 | Station | RTO | RTO
345 | EWS-116 | Unitised Rainscreen Curtain Wall System | 432 | HWW | EWS-116 | Unitised Rainscreen Curtain Wall System | EWS - EXTERNAL WALL SYSTEMS | Architectural Design | No |  | No | Yes | No | No |  | ACTIVE | Identified as not required by Karlo 26/10/21 |  |  | Child |  | not recorded | 1.4.1.1 | Station | RTO | RTO
346 | EWS-119 | Folded Metallic Rainscreen Cladding | 431 | HWW | EWS-119 | Folded Metallic Rainscreen Cladding | EWS - EXTERNAL WALL SYSTEMS | Architectural Design | No |  | No | Yes | No | No |  | RETIRED | Type No longer in ARC TRS 07/10/2022 |  |  | Child |  | not recorded | 1.4.1.1 | Station | RTO | RTO
347 | Code Item Section Design Scope | [9 empty] | No | [5 empty] | Heading only
348 | EWS-120 | Plinth Mounted Glazed Facade System (DOM) | 432 | HWW | EWS-120 | Plinth Mounted Glazed Facade System (DOM) | EWS - EXTERNAL WALL SYSTEMS | Architectural Design | No |  | Yes | Yes | No | No |  | ACTIVE | Identified as not required by Karlo 26/10/21 |  | Yes | Child |  |  | 1.4.1.1 | Station | RTO | RTO
349 | EWS-130 | External Glazed Curtain Wall | 432 | HWW | EWS-130 | External Glazed Curtain Wall | EWS - EXTERNAL WALL SYSTEMS | Architectural Design | No |  | Yes | Yes | No | No |  | ACTIVE | Identified as not required by Karlo 26/10/21 |  | Yes | Child |  |  | 1.4.1.1 | Station | RTO | RTO
350 | EWS-140 | Retail Cladding to Retail Pod at Tram Platform | 432 | HWW | EWS-140 | Retail Cladding to Retail Pod at Tram Platform | EWS - EXTERNAL WALL SYSTEMS | Architectural Design | No |  | No | Yes | No | No |  | ACTIVE | Identified as not required by Karlo 31/03/2022 |  | Yes | Child |  |  | 1.4.1.1 | Station | RTO | RTO
351 | EWS-200 | PRECAST CONCRETE PANEL SYSTEM | [8 empty] | No | [5 empty] | Heading only
352 | EWS-201 | Precast Concrete Wall Panel - Brick Facing Infill (ARD) | 435 | HWW | EWS-201 | Precast Concrete Wall Panel - Brick Facing Infill (ARD) | EWS - EXTERNAL WALL SYSTEMS | Architectural Design | No |  | Yes | Yes | No | No |  | ACTIVE | Identified as not required by Karlo 26/10/21 |  | Yes | Parent |  |  | 1.4.1.1 | Station | RTO | RTO
353 | EWS-202 | Precast Concrete Wall Top Panel - Brick Facing Infill (ARD) | 435 | HWW | EWS-202 | Precast Concrete Wall Top Panel - Brick Facing Infill (ARD) | EWS - EXTERNAL WALL SYSTEMS | Architectural Design | No |  | Yes | Yes | No | No |  | ACTIVE | Identified as not required by Karlo 26/10/21 |  | Yes | Parent |  |  | 1.4.1.1 | Station | RTO | RTO
354 | EWS-203 | Precast Concrete Wall Base Panel - Brick Facing Infill (ARD) | 435 | HWW | EWS-203 | Precast Concrete Wall Base Panel - Brick Facing Infill (ARD) | EWS - EXTERNAL WALL SYSTEMS | Architectural Design | No |  | Yes | Yes | No | No |  | ACTIVE | Identified as not required by Karlo 26/10/21 |  | Yes | Parent |  |  | 1.4.1.1 | Station | RTO | RTO
355 | EWS-204 | Precast Concrete Wall Nosing Panel (ARD) | 435 | HWW | EWS-204 | Precast Concrete Wall Nosing Panel (ARD) | EWS - EXTERNAL WALL SYSTEMS | Architectural Design | No |  | No | Yes | No | No |  | ACTIVE | Identified as not required by Karlo 26/10/21 |  | Yes | Child |  |  | 1.4.1.1 | Station | RTO | RTO
356 | EWS-205 | Concrete Arch Base Infill (ARD) | 435 | HWW | EWS-205 | Concrete Arch Base Infill (ARD) | EWS - EXTERNAL WALL SYSTEMS | Architectural Design | No |  | Yes | Yes | No | No |  | ACTIVE | Identified as not required by Karlo 26/10/21 |  | Yes | Child |  |  | 1.4.1.1 | Station | RTO | RTO
357 | EWS-206 | Concrete Panel Skirting (ARD) | 435 | HWW | EWS-206 | Concrete Panel Skirting (ARD) | EWS - EXTERNAL WALL SYSTEMS | Architectural Design | No |  | No | Yes | No | No |  | ACTIVE | Identified as not required by Karlo 26/10/21 |  | Yes | Child |  | not recorded | 1.4.1.1 | Station | RTO | RTO
358 | EWS-210 | Removable Glass Reinforced Concrete (GRC) Nosing Panel (ARD) | 435 | HWW | EWS-210 | Removable Glass Reinforced Concrete (GRC) Nosing Panel (ARD) | EWS - EXTERNAL WALL SYSTEMS | Architectural Design | No |  | No | Yes | No | No |  | ACTIVE | Identified as not required by Karlo 26/10/21 |  | Yes | Child |  |  | 1.4.1.1 | Station | RTO | RTO
359 | EWS-220 | Precast Concrete Arch Panel - Brick Facing Infill (Type F) (ARD) | 435 | HWW | EWS-220 | Precast Concrete Arch Panel - Brick Facing Infill (Type F) (ARD) | EWS - EXTERNAL WALL SYSTEMS | Architectural Design | No |  | No | Yes | No | No |  | ACTIVE | Identified as not required by Karlo 26/10/21 |  | Yes | Parent |  |  | 1.4.1.1 | Station | RTO | RTO
360 | EWS-221 | Precast Concrete Arch Panel - Bench and Brick Facing Infill (Type A) (ARD) | 435 | HWW | EWS-221 | Precast Concrete Arch Panel - Bench and Brick Facing Infill (Type A) (ARD) | EWS - EXTERNAL WALL SYSTEMS | Architectural Design | No |  | No | Yes | No | No |  | ACTIVE | Identified as not required by Karlo 26/10/21 |  | Yes | Parent |  |  | 1.4.1.1 | Station | RTO | RTO
361 | EWS-222 | Precast Concrete Arch Panel - Opening and Brick Facing Infill (Type B & D) (ARD) | 435 | HWW | EWS-222 | Precast Concrete Arch Panel - Opening and Brick Facing Infill (Type B & D) (ARD) | EWS - EXTERNAL WALL SYSTEMS | Architectural Design | No |  | Yes | Yes | No | No |  | ACTIVE | Identified as not required by Karlo 26/10/21 |  | Yes | Parent |  |  | 1.4.1.1 | Station | RTO | RTO
362 | EWS-223 | Precast Concrete Arch Panel - FFE and Brick Facing Infill (Type C) (ARD) | 435 | HWW | EWS-223 | Precast Concrete Arch Panel - FFE and Brick Facing Infill (Type C) (ARD) | EWS - EXTERNAL WALL SYSTEMS | Architectural Design | No |  | No | Yes | No | No |  | ACTIVE | Identified as not required by Karlo 26/10/21 |  | Yes | Parent |  |  | 1.4.1.1 | Station | RTO | RTO
363 | EWS-230 | Precast Concrete Arch Concourse Panel - Brick Facing Infill (Type E) (ARD) | 435 | HWW | EWS-230 | Precast Concrete Arch Concourse Panel - Brick Facing Infill (Type E) (ARD) | EWS - EXTERNAL WALL SYSTEMS | Architectural Design | No |  | No | Yes | No | No |  | ACTIVE | Identified as not required by Karlo 26/10/21 |  | Yes | Parent |  |  | 1.4.1.1 | Station | RTO | RTO
364 | EWS-268 | Precast Concrete Wall Panel - Typical (CBDN) | 435 | HWW | EWS-268 | Precast Concrete Wall Panel - Typical (CBDN) | EWS - EXTERNAL WALL SYSTEMS | Architectural Design | No |  | Yes | Yes | No | No |  | ACTIVE | Identified as not required by Karlo 26/10/21 |  | Yes | Parent |  |  | 1.4.1.1 | Station | RTO | RTO
365 | EWS-269 | Precast Concrete Wall Panel - CBDN | 435 | HWW | EWS-269 | Precast Concrete Wall Panel - CBDN | EWS - EXTERNAL WALL SYSTEMS | Architectural Design | No |  | No | Yes | No | No |  | ACTIVE | Identified as not required by Karlo 26/10/21 |  | Yes | Parent |  |  | 1.4.1.1 | Station | RTO | RTO
366 | EWS-271 | Precast Concrete Wall Panel - Opening (CBDN) | 435 | HWW | EWS-271 | Precast Concrete Wall Panel - Opening (CBDN) | EWS - EXTERNAL WALL SYSTEMS | Architectural Design | No |  | Yes | Yes | No | No |  | ACTIVE | Identified as not required by Karlo 26/10/21 |  | Yes | Child |  |  | 1.4.1.1 | Station | RTO | RTO
367 | EWS-272 | Precast Concrete Wall Panel - End Condition (CBDN) | 435 | HWW | EWS-272 | Precast Concrete Wall Panel - End Condition (CBDN) | EWS - EXTERNAL WALL SYSTEMS | Architectural Design | No |  | Yes | Yes | No | No |  | ACTIVE | Identified as not required by Karlo 26/10/21 |  | Yes | Child |  |  | 1.4.1.1 | Station | RTO | RTO
368 | EWS-273 | Precast Concrete Wall Panel - Vertical Rods (CBDN) | 435 | HWW | EWS-273 | Precast Concrete Wall Panel - Vertical Rods (CBDN) | EWS - EXTERNAL WALL SYSTEMS | Architectural Design | No |  | No | Yes | No | No |  | ACTIVE | Identified as not required by Karlo 26/10/21 |  | Yes | Child |  |  | 1.4.1.1 | Station | RTO | RTO
369 | EWS-274 | Curved Precast Concrete Wall Panel | 435 | HWW | EWS-274 | Curved Precast Concrete Wall Panel | EWS - EXTERNAL WALL SYSTEMS | Architectural Design | No |  | Yes | Yes | No | No |  | ACTIVE | Identified as not required by Karlo 26/10/21 |  | Yes | Parent |  |  | 1.4.1.1 | Station | RTO | RTO
370 | EWS-275 | Curved Precast Concrete Wall Panel - Vertical Rods (CBDN) | 435 | HWW | EWS-275 | Curved Precast Concrete Wall Panel - Vertical Rods (CBDN) | EWS - EXTERNAL WALL SYSTEMS | Architectural Design | No |  | No | Yes | No | No |  | ACTIVE | Identified as not required by Karlo 26/10/21 |  | Yes | Child |  |  | 1.4.1.1 | Station | RTO | RTO
371 | EWS-280 | Precast Concrete Wall Panel - Typical (PKV) | 435 | HWW | EWS-280 | Precast Concrete Wall Panel - Typical (PKV) | EWS - EXTERNAL WALL SYSTEMS | Architectural Design | No |  | Yes | Yes | No | No |  | ACTIVE | Identified as not required by Karlo 26/10/21 |  | Yes | Parent |  |  | 1.4.1.1 | Station | RTO | RTO
372 | EWS-281 | Precast Concrete Wall Panel - Opening (PKV) | 435 | HWW | EWS-281 | Precast Concrete Wall Panel - Opening (PKV) | EWS - EXTERNAL WALL SYSTEMS | Architectural Design | No |  | No | Yes | No | No |  | ACTIVE | Identified as not required by Karlo 26/10/21 |  | Yes | Child |  |  | 1.4.1.1 | Station | RTO | RTO
373 | EWS-282 | Precast Concrete Wall Panel - End Condition (PKV) | 435 | HWW | EWS-282 | Precast Concrete Wall Panel - End Condition (PKV) | EWS - EXTERNAL WALL SYSTEMS | Architectural Design | No |  | No | Yes | No | No |  | ACTIVE | Identified as not required by Karlo 26/10/21 |  | Yes | Child |  |  | 1.4.1.1 | Station | RTO | RTO
374 | EWS-283 | Precast Concrete Wall Panel - Typical (DOM) | 435 | HWW | EWS-283 | Precast Concrete Wall Panel - Typical (DOM) | EWS - EXTERNAL WALL SYSTEMS | Architectural Design | No |  | No | Yes | No | No |  | ACTIVE | Identified as not required by Karlo 26/10/21 |  | Yes | Child |  |  | 1.4.1.1 | Station | RTO | RTO
375 | EWS-284 | Precast Concrete Wall Panel - Vertical Louvres (DOM) | 435 | HWW | EWS-284 | Precast Concrete Wall Panel - Vertical Louvres (DOM) | EWS - EXTERNAL WALL SYSTEMS | Architectural Design | No |  | Yes | Yes | No | No |  | ACTIVE | Identified as not required by Karlo 26/10/21 |  |  | Child |  | not recorded | 1.4.1.1 | Station | RTO | RTO
376 | EWS-285 | Curved Precast Concrete Wall Panel - Vertical Louvres (DOM) | 435 | HWW | EWS-285 | Curved Precast Concrete Wall Panel - Vertical Louvres (DOM) | EWS - EXTERNAL WALL SYSTEMS | Architectural Design | No |  | Yes | Yes | No | No |  | ACTIVE | Identified as not required by Karlo 26/10/21 |  |  | Child |  | not recorded | 1.4.1.1 | Station | RTO | RTO
377 | EWS-286 | Precast Concrete Wall Panel - Chiller Typical (DOM) | 435 | HWW | EWS-286 | Precast Concrete Wall Panel - Chiller Typical (DOM) | EWS - EXTERNAL WALL SYSTEMS | Architectural Design | No |  | No | Yes | No | No |  | ACTIVE | Identified as not required by Karlo 26/10/21 |  | Yes | Parent |  |  | 1.4.1.1 | Station | RTO | RTO
378 | EWS-287 | Precast Concrete Wall Panel - Chiller Vertical Flat Bars (DOM) | 435 | HWW | EWS-287 | Precast Concrete Wall Panel - Chiller Vertical Flat Bars (DOM) | EWS - EXTERNAL WALL SYSTEMS | Architectural Design | No |  | Yes | Yes | No | No |  | ACTIVE | Identified as not required by Karlo 26/10/21 |  | Yes | Child |  |  | 1.4.1.1 | Station | RTO | RTO
379 | EWS-288 | Precast Concrete Wall Panel - Typical Retail (DOM) | 435 | HWW | EWS-288 | Precast Concrete Wall Panel - Typical Retail (DOM) | EWS - EXTERNAL WALL SYSTEMS | Architectural Design | No |  | No | Yes | No | No |  | ACTIVE | Identified as not required by Karlo 26/10/21 |  | Yes | Parent |  |  | 1.4.1.1 | Station | RTO | RTO
380 | EWS-289 | Curved Precast Concrete Wall Panel with Weathering Steel Infill (DOM) | 435 | HWW | EWS-289 | Curved Precast Concrete Wall Panel with Weathering Steel Infill (DOM) | EWS - EXTERNAL WALL SYSTEMS | Architectural Design | No |  | No | Yes | No | No |  | ACTIVE | Identified as not required by Karlo 26/10/21 |  | Yes | Parent |  |  | 1.4.1.1 | Station | RTO | RTO
381 | EWS-290 | Stone Faced Precast Concrete Wall (Type 0) (DOM) | 435 | HWW | EWS-290 | Stone Faced Precast Concrete Wall (Type 0) (DOM) | EWS - EXTERNAL WALL SYSTEMS | Architectural Design | No |  | No | Yes | No | No |  | ACTIVE | Identified as not required by Karlo 31/03/2022 |  | Yes | Parent |  | not recorded | 1.4.1.1 | Station | RTO | RTO
382 | EWS-291 | Stone Faced Precast Concrete Wall (Type 1) (DOM) | 435 | HWW | EWS-291 | Stone Faced Precast Concrete Wall (Type 1) (DOM) | EWS - EXTERNAL WALL SYSTEMS | Architectural Design | No |  | No | Yes | No | No |  | ACTIVE | Identified as not required by Karlo 26/10/21 |  | Yes | Parent |  | not recorded | 1.4.1.1 | Station | RTO | RTO
383 | EWS-292 | Stone Faced Precast Concrete Wall (Type 2) (DOM) | 435 | HWW | EWS-292 | Stone Faced Precast Concrete Wall (Type 2) (DOM) | EWS - EXTERNAL WALL SYSTEMS | Architectural Design | No |  | No | Yes | No | No |  | NOT IN SCOPE | Identified as not required by Karlo 26/10/21 |  | Yes | Parent |  | not recorded | 1.4.1.1 | Station | RTO | RTO
384 | EWS-293 | Stone Faced Precast Concrete Wall (Type 3) (DOM) | 435 | HWW | EWS-293 | Stone Faced Precast Concrete Wall (Type 3) (DOM) | EWS - EXTERNAL WALL SYSTEMS | Architectural Design | No |  | Yes | Yes | No | No |  | ACTIVE | Identified as not required by Karlo 26/10/21 |  | Yes | Parent |  | not recorded | 1.4.1.1 | Station | RTO | RTO
385 | EWS-300 | CERAMIC PANEL SYSTEM | [8 empty] | No | [5 empty] | Heading only
386 | EWS-301 | Porcelain Cladding Panel | 435 | HWW | EWS-301 | Porcelain Cladding Panel | EWS - EXTERNAL WALL SYSTEMS | Architectural Design | No |  | Yes | Yes | No | No |  | ACTIVE | Identified as not required by Karlo 26/10/21 |  | Yes | Child |  |  | 1.4.1.1 | Station | RTO | RTO
387 | EWS-302 | Porcelain Cladding Base Panel | 435 | HWW | EWS-302 | Porcelain Cladding Base Panel | EWS - EXTERNAL WALL SYSTEMS | Architectural Design | No |  | Yes | Yes | No | No |  | ACTIVE | Identified as not required by Karlo 26/10/21 |  | Yes | Child |  |  | 1.4.1.1 | Station | RTO | RTO
388 | EWS-400 | LIFT CLADDING SYSTEM | [8 empty] | No | [5 empty] | Heading only
389 | EWS-401 | Lift Cladding - Glazing System (Planar) | 451 | HWW | EWS-401 | Lift Cladding - Glazing System (Planar) | EWS - EXTERNAL WALL SYSTEMS | Architectural Design | No |  | Yes | Yes | No | No |  | ACTIVE | Identified as not required by Karlo 26/10/21 |  | Yes | Child |  |  | 1.4.1.1 | Station | RTO | RTO
390 | EWS-410 | Lift Cladding - Glazing System (Curved) | 451 | HWW | EWS-410 | Lift Cladding - Glazing System (Curved) | EWS - EXTERNAL WALL SYSTEMS | Architectural Design | No |  | Yes | Yes | No | No |  | ACTIVE | Identified as not required by Karlo 26/10/21 |  | Yes | Child |  |  | 1.4.1.1 | Station | RTO | RTO
391 | EWS-411 | Lift Cladding - Colour Glazing System | 451 | HWW | EWS-411 | Lift Cladding - Colour Glazing System | EWS - EXTERNAL WALL SYSTEMS | Architectural Design | No |  | Yes | Yes | No | No |  | ACTIVE | Identified as not required by Karlo 26/10/21 |  | Yes | Child |  |  | 1.4.1.1 | Station | RTO | RTO
392 | EWS-412 | Lift Cladding - Glazed Smoke Screen Between Double Lifts | 451 | HWW | EWS-412 | Lift Cladding - Glazed Smoke Screen Between Double Lifts | EWS - EXTERNAL WALL SYSTEMS | Architectural Design | No |  | No | Yes | No | No |  | ACTIVE | Identified as not required by Karlo 26/10/21 |  |  | Child |  | not recorded | 1.4.1.1 | Station | RTO | RTO
393 | EWS-423 | Lift Cladding - Precast | 435 | HWW | EWS-423 | Lift Cladding - Precast | EWS - EXTERNAL WALL SYSTEMS | Architectural Design | No |  | No | Yes | No | No |  | ACTIVE | Identified as not required by Karlo 26/10/21 |  | Yes | Child |  |  | 1.4.1.1 | Station | RTO | RTO
394 | EWS-440 | Lift Internal Cladding | Project Engineer's Specification | By Project Engineer | EWS-440 | Lift Internal Cladding | EWS - EXTERNAL WALL SYSTEMS | Architectural Design | No |  | No | Yes | No | No |  | ACTIVE | Identified as not required by Karlo 26/10/21 |  | Yes | Child |  |  | 1.4.1.1 | Station | RTO | RTO
395 | EWS-450 | Trickle Vent to Head of Lift Glazing | 451 | HWW | EWS-450 | Trickle Vent to Head of Lift Glazing | EWS - EXTERNAL WALL SYSTEMS | Architectural Design | No |  | Yes | Yes | No | No |  | ACTIVE | Identified as not required by Karlo 26/10/21 |  | Yes | Child |  |  | 1.4.1.1 | Station | RTO | RTO
396 | EWS-451 | Curved Profile Trickle Vent to Head of Lift Glazing | 451 | HWW | EWS-451 | Curved Profile Trickle Vent to Head of Lift Glazing | EWS - EXTERNAL WALL SYSTEMS | Architectural Design | No |  | Yes | Yes | No | No |  | ACTIVE | Identified as not required by Karlo 26/10/21 |  | Yes | Child |  |  | 1.4.1.1 | Station | RTO | RTO
397 | EWS-460 | Stainless Steel Blanking Panel | 431 | HWW | EWS-460 | Stainless Steel Blanking Panel | EWS - EXTERNAL WALL SYSTEMS | Architectural Design | No |  | Yes | Yes | No | No |  | ACTIVE | Identified as not required by Karlo 26/10/21 |  | Yes | Child |  |  | 1.4.1.1 | Station | RTO | RTO
398 | EWS-461 | Stainless Steel Operable Blanking Panel | 431 | HWW | EWS-461 | Stainless Steel Operable Blanking Panel | EWS - EXTERNAL WALL SYSTEMS | Architectural Design | No |  | No | Yes | No | No |  | ACTIVE | Identified as not required by Karlo 26/10/21 |  | Yes | Child |  |  | 1.4.1.1 | Station | RTO | RTO
399 | EWS-470 | Lift Cladding - Glazing System (Planar) - Degraves | 451 | HWW | EWS-470 | Lift Cladding - Glazing System (Planar) - Degraves | EWS - EXTERNAL WALL SYSTEMS | Architectural Design | No |  | No | Yes | No | No |  | ACTIVE | Identified as not required by Karlo 26/10/21 |  | Yes | Child |  |  | 1.4.1.1 | Station | RTO | RTO
400 | EWS-471 | Lift Cladding Louvre - Degraves | 451 | HWW | EWS-471 | Lift Cladding Louvre - Degraves | EWS - EXTERNAL WALL SYSTEMS | Architectural Design | No |  | No | Yes | No | No |  | ACTIVE | Identified as not required by Karlo 31/03/2022 |  |  | Child |  | not recorded | 1.4.1.1 | Station | RTO | RTO
401 | EWS-500 | LOUVRES - EXTERNAL | [8 empty] | No | [5 empty] | Heading only
402 | EWS-501 | External Louvre | 451 | HWW | EWS-501 | External Louvre | EWS - EXTERNAL WALL SYSTEMS | Architectural Design | No |  | Yes | Yes | No | No |  | ACTIVE | Identified as not required by Karlo 26/10/21 |  |  | Parent |  | not recorded | 1.4.1.1 | Station | RTO | RTO
403 | EWS-510 | External Fixed Louvre - Type 01 | 451 | HWW | EWS-510 | External Fixed Louvre - Type 01 | EWS - EXTERNAL WALL SYSTEMS | Architectural Design | No |  | Yes | Yes | No | No |  | ACTIVE | Identified as not required by Karlo 26/10/21 |  |  | Parent |  | not recorded | 1.4.1.1 | Station | RTO | RTO
404 | EWS-511 | External Fixed Louvre - Type 02 | 451 | HWW | EWS-511 | External Fixed Louvre - Type 02 | EWS - EXTERNAL WALL SYSTEMS | Architectural Design | No |  | No | Yes | No | No |  | ACTIVE | Identified as not required by Karlo 26/10/21 |  |  | Parent |  | not recorded | 1.4.1.1 | Station | RTO | RTO
405 | EWS-512 | External Fixed Louvre - Type 03 | 451 | HWW | EWS-512 | External Fixed Louvre - Type 03 | EWS - EXTERNAL WALL SYSTEMS | Architectural Design | No |  | No | Yes | No | No |  | ACTIVE | Identified as not required by Karlo 26/10/21 |  |  | Parent |  | not recorded | 1.4.1.1 | Station | RTO | RTO
406 | EWS-520 | External Fixed Louvre - Vertical | 451 | HWW | EWS-520 | External Fixed Louvre - Vertical | EWS - EXTERNAL WALL SYSTEMS | Architectural Design | No |  | No | Yes | No | No |  | ACTIVE | Identified as not required by Karlo 26/10/21 |  |  | Parent |  | not recorded | 1.4.1.1 | Station | RTO | RTO
407 | Code Item Section Design Scope | [9 empty] | No | [5 empty] | Heading only
408 | EWS-531 | External Fixed Tubes - Vertical Screen Type 1 | 451 | HWW | EWS-531 | External Fixed Tubes - Vertical Screen Type 1 | EWS - EXTERNAL WALL SYSTEMS | Architectural Design | No |  | No | Yes | No | No |  | ACTIVE | Identified as not required by Karlo 26/10/21 |  |  | Parent |  | not recorded | 1.4.1.1 | Station | RTO | RTO
409 | EWS-532 | External Fixed Tubes - Vertical Screen Type 2 | 451 | HWW | EWS-532 | External Fixed Tubes - Vertical Screen Type 2 | EWS - EXTERNAL WALL SYSTEMS | Architectural Design | No |  | No | Yes | No | No |  | ACTIVE | Identified as not required by Karlo 26/10/21 |  |  | Parent |  | not recorded | 1.4.1.1 | Station | RTO | RTO
410 | EWS-533 | External Fixed Tubes - Vertical Screen Type 3 | 451 | HWW | EWS-533 | External Fixed Tubes - Vertical Screen Type 3 | EWS - EXTERNAL WALL SYSTEMS | Architectural Design | No |  | No | Yes | No | No |  | ACTIVE | Identified as not required by Karlo 26/10/21 |  |  | Parent |  | not recorded | 1.4.1.1 | Station | RTO | RTO
411 | EWS-534 | Anodised Louvre (DOM Retail Kiosk) | 451 | HWW | EWS-534 | Anodised Louvre (DOM Retail Kiosk) | EWS - EXTERNAL WALL SYSTEMS | Architectural Design | No |  | No | Yes | No | No |  | ACTIVE | Identified as not required by Karlo 31/03/2022 |  |  | Parent |  | not recorded | 1.4.1.1 | Station | RTO | RTO
412 | EWS-600 | METAL CLADDING SYSTEMS | [8 empty] | No | [5 empty] | Heading only
413 | EWS-603 | Stainless Steel Cladding to ECS Drum | 431 | HWW | EWS-603 | Stainless Steel Cladding to ECS Drum | EWS - EXTERNAL WALL SYSTEMS | Architectural Design | No |  | No | Yes | No | No |  | ACTIVE | Identified as not required by Karlo 26/10/21 |  | Yes | Child |  |  | 1.4.1.1 | Station | RTO | RTO
414 | EWS-604 | External Folded/ Extruded Aluminium Panel | 431 | HWW | EWS-604 | External Folded/ Extruded Aluminium Panel | EWS - EXTERNAL WALL SYSTEMS | Architectural Design | No |  | No | Yes | No | No |  | ACTIVE | Identified as not required by Karlo 26/10/21 |  | Yes | Child |  |  | 1.4.1.1 | Station | RTO | RTO
415 | EWS-610 | External Profiled Ribbed Cladding | 431 | HWW | EWS-610 | External Profiled Ribbed Cladding | EWS - EXTERNAL WALL SYSTEMS | Architectural Design | No |  | No | Yes | No | No |  | NOT IN SCOPE | Identified as not required by Karlo 26/10/21 |  |  | Child |  |  | 1.4.1.1 | Station | RTO | RTO
416 | EWS-611 | External Profiled Ribbed Cladding with Stainless Steel Insert | 431 | HWW | EWS-611 | External Profiled Ribbed Cladding with Stainless Steel Insert | EWS - EXTERNAL WALL SYSTEMS | Architectural Design | No |  | No | Yes | No | No |  | ACTIVE | Identified as not required by Karlo 26/10/21 |  | Yes | Child |  |  | 1.4.1.1 | Station | RTO | RTO
417 | EWS-612 | External Profiled Ribbed Cladding with Vented Openings | 431 | HWW | EWS-612 | External Profiled Ribbed Cladding with Vented Openings | EWS - EXTERNAL WALL SYSTEMS | Architectural Design | No |  | No | Yes | No | No |  | ACTIVE | Identified as not required by Karlo 26/10/21 |  | Yes | Child |  |  | 1.4.1.1 | Station | RTO | RTO
418 | EWS-620 | Bespoke Metal Cladding with Custom Perforations | 431 | HWW | EWS-620 | Bespoke Metal Cladding with Custom Perforations | EWS - EXTERNAL WALL SYSTEMS | Architectural Design | No |  | Yes | Yes | No | No |  | ACTIVE | Identified as not required by Karlo 26/10/21 |  | Yes | Child |  |  | 1.4.1.1 | Station | RTO | RTO
419 | EWS-621 | Solid Metal Cladding | 431 | HWW | EWS-621 | Solid Metal Cladding | EWS - EXTERNAL WALL SYSTEMS | Architectural Design | No |  | Yes | Yes | No | No |  | ACTIVE | Identified as not required by Karlo 26/10/21 |  | Yes | Child |  |  | 1.4.1.1 | Station | RTO | RTO
420 | EWS-622 | Solid Metal Cladding - Arden | 431 | HWW | EWS-622 | Solid Metal Cladding - Arden | EWS - EXTERNAL WALL SYSTEMS | Architectural Design | No |  | No | Yes | No | No |  | ACTIVE | Identified as not required by Karlo 31/03/2022 |  | Yes | Child |  |  | 1.4.1.1 | Station | RTO | RTO
421 | EWS-650 | Aluminium Spandrel Panel | 431 | HWW | EWS-650 | Aluminium Spandrel Panel | EWS - EXTERNAL WALL SYSTEMS | Architectural Design | No |  | Yes | Yes | No | No |  | ACTIVE | Identified as not required by Karlo 26/10/21 |  | Yes | Child |  |  | 1.4.1.1 | Station | RTO | RTO
422 | EWS-651 | Metal Spandrel Panel with Concealed Louvres | 431 | HWW | EWS-651 | Metal Spandrel Panel with Concealed Louvres | EWS - EXTERNAL WALL SYSTEMS | Architectural Design | No |  | Yes | Yes | No | No |  | ACTIVE | Identified as not required by Karlo 26/10/21 |  |  | Child |  | not recorded | 1.4.1.1 | Station | RTO | RTO
423 | EWS-652 | Metal Parapet Panel | 431 | HWW | EWS-652 | Metal Parapet Panel | EWS - EXTERNAL WALL SYSTEMS | Architectural Design | No |  | Yes | Yes | No | No |  | ACTIVE | Identified as not required by Karlo 26/10/21 |  | Yes | Child |  |  | 1.4.1.1 | Station | RTO | RTO
424 | EWS-660 | Corrugated Metal Cladding | 431 | HWW | EWS-660 | Corrugated Metal Cladding | EWS - EXTERNAL WALL SYSTEMS | Architectural Design | No |  | Yes | Yes | No | No |  | ACTIVE | Identified as not required by Karlo 26/10/21 |  | Yes | Child |  |  | 1.4.1.1 | Station | RTO | RTO
425 | EWS-661 | Insulated Unitised Façade Panel with External Architectural Louvres | 431 | HWW | EWS-661 | Insulated Unitised Façade Panel with External Architectural Louvres | EWS - EXTERNAL WALL SYSTEMS | Architectural Design | No |  | No | Yes | No | No |  | ACTIVE | Identified as not required by Karlo 26/10/21 |  |  | Child |  | not recorded | 1.4.1.1 | Station | RTO | RTO
426 | EWS-662 | Insulated PPC Capping Panel | 431 | HWW | EWS-662 | Insulated PPC Capping Panel | EWS - EXTERNAL WALL SYSTEMS | Architectural Design | No |  | No | Yes | No | No |  | ACTIVE | Identified as not required by Karlo 26/10/21 |  | Yes | Child |  |  | 1.4.1.1 | Station | RTO | RTO
427 | EWS-663 | Insulated Wall Panel System (DOM) | 431 | HWW | EWS-663 | Insulated Wall Panel System (DOM) | EWS - EXTERNAL WALL SYSTEMS | Architectural Design | No |  | Yes | Yes | No | No |  | ACTIVE | Identified as not required by Karlo 26/10/21 |  | Yes | Child |  |  | 1.4.1.1 | Station | RTO | RTO
428 | EWS-670 | Ribbed Metal Panel System (ISS) | 431 | HWW | EWS-670 | Ribbed Metal Panel System (ISS) | EWS - EXTERNAL WALL SYSTEMS | Architectural Design | No |  | Yes | Yes | No | No |  | ACTIVE | Identified as not required by Karlo 26/10/21 |  | Yes | Child |  |  | 1.4.1.1 | Station | RTO | RTO
429 | EWS-671 | Ribbed Metal Panel System Enclosure (ISS) | 431 | HWW | EWS-671 | Ribbed Metal Panel System Enclosure (ISS) | EWS - EXTERNAL WALL SYSTEMS | Architectural Design | No |  | Yes | Yes | No | No |  | ACTIVE | Identified as not required by Karlo 26/10/21 |  | Yes | Child |  |  | 1.4.1.1 | Station | RTO | RTO
430 | EWS-672 | Fin Metal Screen (ISS) | 451 | HWW | EWS-672 | Fin Metal Screen (ISS) | EWS - EXTERNAL WALL SYSTEMS | Architectural Design | No |  | No | Yes | No | No |  | ACTIVE | Identified as not required by Karlo 31/03/2022 |  |  | Child |  | not recorded | 1.4.1.1 | Station | RTO | RTO
431 | EWS-700 | MISCELANEOUS CLADDING SYSTEMS | [8 empty] | No | [5 empty] | Heading only
432 | EWS-701 | External GRC Cladding | Project Engineer's Specification | By Project Engineer | EWS-701 | External GRC Cladding | EWS - EXTERNAL WALL SYSTEMS | Architectural Design | No |  | No | Yes | No | No |  | ACTIVE | Identified as not required by Karlo 26/10/21 |  | Yes | Child |  |  | 1.4.1.1 | Station | RTO | RTO
433 | EWS-720 | In Situ Form Concrete - Type 01 | 431 | HWW | EWS-720 | In Situ Form Concrete - Type 01 | EWS - EXTERNAL WALL SYSTEMS | Architectural Design | No |  | Yes | Yes | No | No |  | ACTIVE | Identified as not required by Karlo 26/10/21 |  | Yes | Parent |  |  | 1.4.1.1 | Station | RTO | RTO
434 | EWS-721 | In Situ Form Concrete - Type 02 | Project Engineer's Specification | By Project Engineer | EWS-721 | In Situ Form Concrete - Type 02 | EWS - EXTERNAL WALL SYSTEMS | Architectural Design | No |  | No | Yes | No | No |  | ACTIVE | Identified as not required by Karlo 26/10/21 |  | Yes | Parent |  |  | 1.4.1.1 | Station | RTO | RTO
435 | EWS-722 | Vertical End Glazing to Main Entry Canopy | Project Engineer's Specification | By Project Engineer | EWS-722 | Vertical End Glazing to Main Entry Canopy | EWS - EXTERNAL WALL SYSTEMS | Architectural Design | No |  | Yes | Yes | No | No |  | ACTIVE | Identified as not required by Karlo 26/10/21 |  | Yes | Child |  |  | 1.4.1.1 | Station | RTO | RTO
436 | EWS-730 | Vertical End Glazing to Main Entry Canopy | 451 | HWW | EWS-730 | Vertical End Glazing to Main Entry Canopy | EWS - EXTERNAL WALL SYSTEMS | Architectural Design | Yes |  | No | Yes | Yes | TBC |  | NOT IN SCOPE | Identified by Karlo 31/03/2022 |  |  | Child |  |  | 1.4.1.1 | Station | RTO | RTO
437 | EWS-750 | ISS External Cladding | 451 | HWW | EWS-750 | ISS External Cladding | EWS - EXTERNAL WALL SYSTEMS | Architectural Design | No |  | Yes | Yes | No | No |  | ACTIVE | Identified as not required by Karlo 26/10/21 |  | Yes | Child |  |  | 1.4.1.1 | Station | RTO | RTO
438 | EWS-751 | ISS External Soffit | 522 | HWW | EWS-751 | ISS External Soffit | EWS - EXTERNAL WALL SYSTEMS | Architectural Design | No |  | Yes | Yes | No | No |  | ACTIVE | Identified as not required by Karlo 26/10/21 |  | Yes | Child |  |  | 1.4.1.1 | Station | RTO | RTO
439 | EWS-760 | External Stud Wall System - PKV Cafe | 522 | HWW | EWS-760 | External Stud Wall System - PKV Cafe | EWS - EXTERNAL WALL SYSTEMS | Architectural Design | No |  | Yes | Yes | No | No |  | ACTIVE | Identified as not required by Karlo 26/10/21 |  | Yes | Parent |  |  | 1.4.1.1 | Station | RTO | RTO
440 | EWS-761 | External Glazed Wall System - PKV Cafe | 451 | HWW | EWS-761 | External Glazed Wall System - PKV Cafe | EWS - EXTERNAL WALL SYSTEMS | Architectural Design | No |  | Yes | Yes | No | No |  | ACTIVE | Identified as not required by Karlo 26/10/21 |  | Yes | Parent |  |  | 1.4.1.1 | Station | RTO | RTO
441 | EWS-762 | External Mesh System - Type 1 - PKV Cafe | 451 | HWW | EWS-762 | External Mesh System - Type 1 - PKV Cafe | EWS - EXTERNAL WALL SYSTEMS | Architectural Design | No |  | Yes | Yes | No | No |  | ACTIVE | Identified as not required by Karlo 26/10/21 |  | Yes | Parent |  |  | 1.4.1.1 | Station | RTO | RTO
442 | EWS-763 | External Mesh System - Type 2 - PKV Cafe | Project Engineer's Specification | By Project Engineer | EWS-763 | External Mesh System - Type 2 - PKV Cafe | EWS - EXTERNAL WALL SYSTEMS | Architectural Design | No |  | Yes | Yes | No | No |  | ACTIVE | Identified as not required by Karlo 26/10/21 |  | Yes | Parent |  |  | 1.4.1.1 | Station | RTO | RTO
443 | EWS-770 | Bluestone Cladding - PKV | 433 | HWW | EWS-770 | Bluestone Cladding - PKV | EWS - EXTERNAL WALL SYSTEMS | Architectural Design | No |  | Yes | Yes | No | No |  | ACTIVE | Identified as not required by Karlo 26/10/21 |  | Yes | Child |  | not recorded | 1.4.6 | Public Realm | RTO | RTO
444 | EWS-780 | External Wall Panel System - CBDN | 431 | HWW | EWS-780 | External Wall Panel System - CBDN | EWS - EXTERNAL WALL SYSTEMS | Architectural Design | No |  | No | Yes | No | No |  | ACTIVE | Identified as not required by Karlo 31/03/2022 |  | Yes | Child |  |  | 1.4.1.1 | Station | RTO | RTO
445 | EWS-800 | FENCE SYSTEMS | [8 empty] | No | [5 empty] | Heading only
446 | EWS-801 | Stainless Steel Fence | 742 | HWW | EWS-801 | Stainless Steel Fence | EWS - EXTERNAL WALL SYSTEMS | Architectural Design | No |  | No | Yes | No | No |  | ACTIVE | Identified as not required by Karlo 26/10/21 |  | Yes | Parent |  |  | 1.4.1.1 | Station | RTO | RTO
447 | EWS-802 | Metal Fence | 742 | HWW | EWS-802 | Metal Fence | EWS - EXTERNAL WALL SYSTEMS | Architectural Design | No |  | Yes | Yes | No | No |  | ACTIVE | Identified as not required by Karlo 26/10/21 |  | Yes | Parent |  |  | 1.4.1.1 | Station | RTO | RTO
448 | EWS-803 | Cafe Plant Fence Enclosure | 742 | HWW | EWS-803 | Cafe Plant Fence Enclosure | EWS - EXTERNAL WALL SYSTEMS | Architectural Design | No |  | Yes | Yes | No | No |  | ACTIVE | Identified as not required by Karlo 26/10/21 |  | Yes | Parent |  |  | 1.4.1.1 | Station | RTO | RTO
449 | FCE | FARE COLLECTION EQUIPMENT | [8 empty] | No | [5 empty] | Heading only
450 | FCE-100 | GATELINE | [8 empty] | No | [5 empty] | Heading only
451 | FCE-101 | Gateline | Project Engineer's Specification | By Project Engineer | FCE-101 | Gateline | FCE - FARE COLLECTION EQUIPMENT | Architectural Design | Yes |  | Yes | Yes | Yes | Yes |  | ACTIVE | Identified by Karlo 26/10/21 |  | Yes | Parent |  |  | 1.4.1.1 | Station | RTO | RTO
452 | FCE-200 | TICKET MACHINE | [8 empty] | No | [5 empty] | Heading only
453 | FCE-201 | Ticket Machine | Project Engineer's Specification | By Project Engineer | FCE-201 | Ticket Machine | FCE - FARE COLLECTION EQUIPMENT | Architectural Design | Yes |  | Yes | Yes | Yes | Yes |  | ACTIVE | Identified by Karlo 26/10/21 |  | Yes | Parent |  |  | 1.4.1.1 | Station | RTO | RTO
454 | FCE-300 | GATELINE ATTENDENT CONTROLLER | [8 empty] | No | [5 empty] | Heading only
455 | FCE-301 | Gateline Attendant Controller | Project Engineer's Specification | By Project Engineer | FCE-301 | Gateline Attendant Controller | FCE - FARE COLLECTION EQUIPMENT | Architectural Design | Yes |  | Yes | Yes | Yes | Yes |  | ACTIVE | Identified by Karlo 26/10/21 |  | Yes | Parent |  |  | 1.4.1.1 | Station | RTO | RTO
456 | FCE-400 | QTEM | [8 empty] | No | [5 empty] | Heading only
457 | FCE-401 | QTEM | Project Engineer's Specification | By Project Engineer | FCE-401 | QTEM | FCE - FARE COLLECTION EQUIPMENT | Architectural Design | Yes |  | Yes | Yes | Yes | Yes |  | ACTIVE | Identified by Karlo 26/10/21 |  | Yes | Parent |  |  | 1.4.1.1 | Station | RTO | RTO
458 | FFE | FIXTURES / FITTINGS / EQUIPMENT | [8 empty] | No | [5 empty] | Heading only
459 | Code Item Section Design Scope | [9 empty] | No | [5 empty] | Heading only
460 | FFE-100 | BENCH | [8 empty] | No | [5 empty] | Heading only
461 | FFE-101 | Floor Mounted Island Seating Module - 8 Seats | 551 | HWW | FFE-101 | Floor Mounted Island Seating Module - 8 Seats | FFE - FIXTURES / FITTINGS / EQUIPMENT | Architectural Design | Yes |  | Yes | Yes | Yes | Yes |  | ACTIVE | Identified by Karlo 26/10/21 |  | Yes | Parent |  | not recorded | 1.4.6.1 | Seating | RTO | RTO
462 | FFE-120 | Wall Mounted Bench Module - 4 Seats | 551 | HWW | FFE-120 | Wall Mounted Bench Module - 4 Seats | FFE - FIXTURES / FITTINGS / EQUIPMENT | Architectural Design | Yes |  | Yes | Yes | Yes | Yes |  | ACTIVE | Identified by Karlo 26/10/21 |  | Yes | Parent |  |  | 1.4.6.1 | Seating | RTO | RTO
463 | FFE-125 | Wall Mounted Seating Module - 4 Seats (DDA) | 551 | HWW | FFE-125 | Wall Mounted Seating Module - 4 Seats (DDA) | FFE - FIXTURES / FITTINGS / EQUIPMENT | Architectural Design | Yes |  | Yes | Yes | Yes | Yes |  | ACTIVE | Identified by Karlo 26/10/21 |  | Yes | Parent |  |  | 1.4.6.1 | Seating | RTO | RTO
464 | FFE-140 | Floor Mounted Bench Module - 4 Seats | 551 | HWW | FFE-140 | Floor Mounted Bench Module - 4 Seats | FFE - FIXTURES / FITTINGS / EQUIPMENT | Architectural Design | Yes |  | Yes | Yes | Yes | Yes |  | ACTIVE | Identified by Karlo 26/10/21 |  | Yes | Parent |  | not recorded | 1.4.6.1 | Seating | RTO | RTO
465 | FFE-145 | Floor Mounted Seating Module - 4 Seats (DDA) | 551 | HWW | FFE-145 | Floor Mounted Seating Module - 4 Seats (DDA) | FFE - FIXTURES / FITTINGS / EQUIPMENT | Architectural Design | Yes |  | Yes | Yes | Yes | Yes |  | ACTIVE | Identified by Karlo 26/10/21 |  | Yes | Parent |  | not recorded | 1.4.6.1 | Seating | RTO | RTO
466 | FFE-150 | Wall Mounted Bench Module - 3 Seats | 551 | HWW | FFE-150 | Wall Mounted Bench Module - 3 Seats | FFE - FIXTURES / FITTINGS / EQUIPMENT | Architectural Design | Yes |  | Yes | Yes | Yes | Yes |  | ACTIVE | Identified by Karlo 26/10/21 |  | Yes | Parent |  |  | 1.4.6.1 | Seating | RTO | RTO
467 | FFE-155 | Wall Mounted Seating Module - 3 Seats (DDA) | 551 | HWW | FFE-155 | Wall Mounted Seating Module - 3 Seats (DDA) | FFE - FIXTURES / FITTINGS / EQUIPMENT | Architectural Design | Yes |  | Yes | Yes | Yes | Yes |  | ACTIVE | Identified by Karlo 26/10/21 |  | Yes | Parent |  |  | 1.4.6.1 | Seating | RTO | RTO
468 | FFE-200 | BOH FURNITURE / FITTINGS | [8 empty] | No | [5 empty] | Heading only
469 | FFE-201 | Cupboard Handle | 555 | HWW | FFE-201 | Cupboard Handle | FFE - FIXTURES / FITTINGS / EQUIPMENT | Architectural Design | No |  | No | Yes | No | No |  | ACTIVE | Identified as not required by Karlo 26/10/21 |  | Yes | Parent |  |  | 1.4.1.1 | Station | RTO | RTO
470 | FFE-202 | Hand Towel Rails | 555 | HWW | FFE-202 | Hand Towel Rails | FFE - FIXTURES / FITTINGS / EQUIPMENT | Architectural Design | No |  | Yes | Yes | No | No |  | ACTIVE | Identified as not required by Karlo 26/10/21 |  | Yes | Parent |  |  | 1.4.1.1 | Station | RTO | RTO
471 | FFE-203 | Pull Out Waste Bin (Tea Point) | 555 | HWW | FFE-203 | Pull Out Waste Bin (Tea Point) | FFE - FIXTURES / FITTINGS / EQUIPMENT | Architectural Design | No |  | Yes | Yes | No | No |  | ACTIVE | Identified as not required by Karlo 26/10/21 |  | Yes | Parent |  |  | 1.4.1.1 | Station | RTO | RTO
472 | FFE-204 | Paper Towel Dispenser | 555 | HWW | FFE-204 | Paper Towel Dispenser | FFE - FIXTURES / FITTINGS / EQUIPMENT | Architectural Design | No |  | Yes | Yes | No | No |  | ACTIVE | Identified as not required by Karlo 26/10/21 |  | Yes | Parent |  |  | 1.4.1.1 | Station | RTO | RTO
473 | FFE-205 | Double Underbench Waste Bins (35L+35L) | 555 | HWW | FFE-205 | Double Underbench Waste Bins (35L+35L) | FFE - FIXTURES / FITTINGS / EQUIPMENT | Architectural Design | No |  | Yes | Yes | No | No |  | ACTIVE | Identified as not required by Karlo 26/10/21 |  | Yes | Parent |  |  | 1.4.1.1 | Station | RTO | RTO
474 | FFE-206 | CSC Secondary Storage | 572 | HWW | FFE-206 | CSC Secondary Storage | FFE - FIXTURES / FITTINGS / EQUIPMENT | Architectural Design | No |  | Yes | Yes | No | No |  | ACTIVE | Identified as not required by Karlo 26/10/21 |  | Yes | Parent |  |  | 1.4.1.1 | Station | RTO | RTO
475 | FFE-210 | Coat Hook | 555 | HWW | FFE-210 | Coat Hook | FFE - FIXTURES / FITTINGS / EQUIPMENT | Architectural Design | No |  | Yes | Yes | No | No |  | ACTIVE | Identified as not required by Karlo 26/10/21 |  | Yes | Parent |  |  | 1.4.1.1 | Station | RTO | RTO
476 | FFE-211 | Sling Hook | 555 | HWW | FFE-211 | Sling Hook | FFE - FIXTURES / FITTINGS / EQUIPMENT | Architectural Design | No |  | Yes | Yes | No | No |  | ACTIVE | Identified as not required by Karlo 26/10/21 |  | Yes | Parent |  |  | 1.4.1.1 | Station | RTO | RTO
477 | FFE-215 | Mop and Broom Rack | 555 | HWW | FFE-215 | Mop and Broom Rack | FFE - FIXTURES / FITTINGS / EQUIPMENT | Architectural Design | No |  | Yes | Yes | No | No |  | ACTIVE | Identified as not required by Karlo 26/10/21 |  | Yes | Parent |  |  | 1.4.1.1 | Station | RTO | RTO
478 | FFE-220 | Pass Through Tray | 572 | HWW | FFE-220 | Pass Through Tray | FFE - FIXTURES / FITTINGS / EQUIPMENT | Architectural Design | No |  | Yes | Yes | No | No |  | ACTIVE | Identified as not required by Karlo 26/10/21 |  | Yes | Parent |  |  | 1.4.1.1 | Station | RTO | RTO
479 | FFE-221 | Cash Drawer | 572 | HWW | FFE-221 | Cash Drawer | FFE - FIXTURES / FITTINGS / EQUIPMENT | Architectural Design | No |  | No | Yes | No | No |  | ACTIVE | Identified as not required by Karlo 26/10/21 |  | Yes | Parent |  |  | 1.4.1.1 | Station | RTO | RTO
480 | FFE-222 | Key Cabinet | 572 | HWW | FFE-222 | Key Cabinet | FFE - FIXTURES / FITTINGS / EQUIPMENT | Architectural Design | Yes |  | Yes | Yes | Yes | Yes |  | ACTIVE | Identified by Karlo 26/10/21 |  | Yes | Parent |  |  | 1.4.1.1 | Station | RTO | RTO
481 | FFE-230 | Cable Outlet | 572 | HWW | FFE-230 | Cable Outlet | FFE - FIXTURES / FITTINGS / EQUIPMENT | Architectural Design | No |  | Yes | Yes | No | No |  | ACTIVE | Identified as not required by Karlo 26/10/21 |  | Yes | Parent |  |  | 1.4.1.1 | Station | RTO | RTO
482 | FFE-231 | Secure Laptop Locking Eyelet | 572 | HWW | FFE-231 | Secure Laptop Locking Eyelet | FFE - FIXTURES / FITTINGS / EQUIPMENT | Architectural Design | No |  | No | Yes | No | No |  | ACTIVE | Identified as not required by Karlo 26/10/21 |  | Yes | Parent |  |  | 1.4.1.1 | Station | RTO | RTO
483 | FFE-232 | Analogue Wall Clock | 572 | HWW | FFE-232 | Analogue Wall Clock | FFE - FIXTURES / FITTINGS / EQUIPMENT | Architectural Design | No |  | Yes | Yes | No | No |  | ACTIVE | Identified as not required by Karlo 26/10/21 |  | Yes | Parent |  |  | 1.4.1.1 | Station | RTO | RTO
484 | FFE-233 | Digital Wall Clock | 572 | HWW | FFE-233 | Digital Wall Clock | FFE - FIXTURES / FITTINGS / EQUIPMENT | Architectural Design | Yes |  | Yes | Yes | Yes | Yes |  | ACTIVE | Identified by Karlo 26/10/21 |  | Yes | Parent |  |  | 1.4.1.1 | Station | RTO | RTO
485 | FFE-234 | White Board | 572 | HWW | FFE-234 | White Board | FFE - FIXTURES / FITTINGS / EQUIPMENT | Architectural Design | No |  | Yes | Yes | No | No |  | ACTIVE | Identified as not required by Karlo 26/10/21 |  | Yes | Parent |  |  | 1.4.1.1 | Station | RTO | RTO
486 | FFE-235 | Bulletin Board | 572 | HWW | FFE-235 | Bulletin Board | FFE - FIXTURES / FITTINGS / EQUIPMENT | Architectural Design | No |  | Yes | Yes | No | No |  | ACTIVE | Identified as not required by Karlo 26/10/21 |  | Yes | Parent |  |  | 1.4.1.1 | Station | RTO | RTO
487 | FFE-236 | Window Roller Blind | 572 | HWW | FFE-236 | Window Roller Blind | FFE - FIXTURES / FITTINGS / EQUIPMENT | Architectural Design | No |  | No | Yes | No | No |  | ACTIVE | Identified as not required by Karlo 26/10/21 |  | Yes | Parent |  |  | 1.4.1.1 | Station | RTO | RTO
488 | FFE-237 | Fold Down Table | 572 | HWW | FFE-237 | Fold Down Table | FFE - FIXTURES / FITTINGS / EQUIPMENT | Architectural Design | No |  | No | Yes | No | No |  | ACTIVE | Identified as not required by Karlo 26/10/21 |  | Yes | Parent |  |  | 1.4.1.1 | Station | RTO | RTO
489 | FFE-238 | Fold Down Seat | 572 | HWW | FFE-238 | Fold Down Seat | FFE - FIXTURES / FITTINGS / EQUIPMENT | Architectural Design | No |  | Yes | Yes | No | No |  | ACTIVE | Identified as not required by Karlo 26/10/21 |  | Yes | Parent |  |  | 1.4.6.1 | Seating | RTO | RTO
490 | FFE-239 | Ticket Window Voice Communication System | Project Engineer's Specification | By Project Engineer | FFE-239 | Ticket Window Voice Communication System | FFE - FIXTURES / FITTINGS / EQUIPMENT | Architectural Design | Yes |  | Yes | Yes | Yes | Yes |  | ACTIVE | Identified by Karlo 26/10/21 |  | Yes | Parent |  |  | 1.4.1.1 | Station | RTO | RTO
491 | FFE-241 | SCR Storage Unit | 572 | HWW | FFE-241 | SCR Storage Unit | FFE - FIXTURES / FITTINGS / EQUIPMENT | Architectural Design | No |  | Yes | Yes | No | No |  | ACTIVE | Identified as not required by Karlo 26/10/21 |  | Yes | Parent |  |  | 1.4.1.1 | Station | RTO | RTO
492 | FFE-242 | PSO-H Bench | 572 | HWW | FFE-242 | PSO-H Bench | FFE - FIXTURES / FITTINGS / EQUIPMENT | Architectural Design | No |  | Yes | Yes | No | No |  | ACTIVE | Identified as not required by Karlo 26/10/21 |  | Yes | Parent |  |  | 1.4.1.1 | Station | RTO | RTO
493 | FFE-243 | Staff Lunch Tea Point | 551 | HWW | FFE-243 | Staff Lunch Tea Point | FFE - FIXTURES / FITTINGS / EQUIPMENT | Architectural Design | No |  | Yes | Yes | No | No |  | ACTIVE | Identified as not required by Karlo 26/10/21 |  | Yes | Parent |  |  | 1.4.1.1 | Station | RTO | RTO
494 | FFE-244 | Staff Non-Lunch Tea Point | 551 | HWW | FFE-244 | Staff Non-Lunch Tea Point | FFE - FIXTURES / FITTINGS / EQUIPMENT | Architectural Design | No |  | Yes | Yes | No | No |  | ACTIVE | Identified as not required by Karlo 26/10/21 |  | Yes | Parent |  |  | 1.4.1.1 | Station | RTO | RTO
495 | FFE-245 | LED Strip Lighting to Kitchen + Tea Points |  |  | FFE-245 | LED Strip Lighting to Kitchen + Tea Points | FFE - FIXTURES / FITTINGS / EQUIPMENT | Architectural Design | No |  | No | Yes | No | No |  | ACTIVE | New type added 07/10/2022 - Reviewed by KS on 14/10/2022 |  | Yes | Parent
496 | FFE-247 | PSO-W Overhead Storage Unit | 551 | HWW | FFE-247 | PSO-W Overhead Storage Unit | FFE - FIXTURES / FITTINGS / EQUIPMENT | Architectural Design | No |  | Yes | Yes | No | No |  | ACTIVE | Identified as not required by Karlo 26/10/21 |  | Yes | Parent |  |  | 1.4.1.1 | Station | RTO | RTO
497 | FFE-248 | PSO Tea Point (2 Person) | 551 | HWW | FFE-248 | PSO Tea Point (2 Person) | FFE - FIXTURES / FITTINGS / EQUIPMENT | Architectural Design | No |  | Yes | Yes | No | No |  | ACTIVE | Identified as not required by Karlo 26/10/21 |  | Yes | Parent |  |  | 1.4.1.1 | Station | RTO | RTO
498 | FFE-249 | PSO Tea Point (4-6 Person) | 551 | HWW | FFE-249 | PSO Tea Point (4-6 Person) | FFE - FIXTURES / FITTINGS / EQUIPMENT | Architectural Design | No |  | Yes | Yes | No | No |  | ACTIVE | Identified as not required by Karlo 26/10/21 |  | Yes | Parent |  |  | 1.4.1.1 | Station | RTO | RTO
499 | FFE-250 | Meal Table | 572 | HWW | FFE-250 | Meal Table | FFE - FIXTURES / FITTINGS / EQUIPMENT | Architectural Design | No |  | Yes | Yes | No | No |  | ACTIVE | Identified as not required by Karlo 26/10/21 |  | Yes | Parent |  |  | 1.4.1.1 | Station | RTO | RTO
500 | FFE-251 | Meal Table Chair | 572 | HWW | FFE-251 | Meal Table Chair | FFE - FIXTURES / FITTINGS / EQUIPMENT | Architectural Design | No |  | Yes | Yes | No | No |  | ACTIVE | Identified as not required by Karlo 26/10/21 |  | Yes | Parent |  |  | 1.4.1.1 | Station | RTO | RTO
501 | FFE-252 | Waste Bin | 572 | HWW | FFE-252 | Waste Bin | FFE - FIXTURES / FITTINGS / EQUIPMENT | Architectural Design | No |  | Yes | Yes | No | No |  | ACTIVE | Identified as not required by Karlo 26/10/21 |  | Yes | Parent |  |  | 1.4.1.1 | Station | RTO | RTO
502 | FFE-253 | Bench Mounted Soap Dispenser | 555 | HWW | FFE-253 | Bench Mounted Soap Dispenser | FFE - FIXTURES / FITTINGS / EQUIPMENT | Architectural Design | No |  | Yes | Yes | No | No |  | ACTIVE | Identified as not required by Karlo 26/10/21 |  | Yes | Parent |  |  | 1.4.1.1 | Station | RTO | RTO
503 | FFE-254 | Dishwasher | 572 | HWW | FFE-254 | Dishwasher | FFE - FIXTURES / FITTINGS / EQUIPMENT | Architectural Design | Yes |  | Yes | Yes | Yes | Yes |  | ACTIVE | Identified by Karlo 26/10/21 |  | Yes | Parent | Facilities | ED | 1.4.1.1 | Station | RTO | RTO
504 | FFE-255 | Fridge | 572 | HWW | FFE-255 | Fridge | FFE - FIXTURES / FITTINGS / EQUIPMENT | Architectural Design | Yes |  | No | Yes | Yes | Yes |  | ACTIVE | Identified by Karlo 26/10/21 |  | Yes | Parent | Facilities | ED | 1.4.1.1 | Station | RTO | RTO
505 | FFE-256 | Microwave Oven | 572 | HWW | FFE-256 | Microwave Oven | FFE - FIXTURES / FITTINGS / EQUIPMENT | Architectural Design | Yes |  | Yes | Yes | Yes | Yes |  | ACTIVE | Identified by Karlo 26/10/21 |  | Yes | Parent | Facilities | ED | 1.4.1.1 | Station | RTO | RTO
506 | FFE-257 | Toaster Oven | 572 | HWW | FFE-257 | Toaster Oven | FFE - FIXTURES / FITTINGS / EQUIPMENT | Architectural Design | Yes |  | Yes | Yes | Yes | Yes |  | ACTIVE | Identified by Karlo 26/10/21 |  | Yes | Parent | Facilities | ED | 1.4.1.1 | Station | RTO | RTO
507 | FFE-258 | Sandwich Press | By Others | Supplied by Others | FFE-258 | Sandwich Press | FFE - FIXTURES / FITTINGS / EQUIPMENT | Architectural Design | Yes |  | No | Yes | Yes | Yes |  | ACTIVE | Identified by Karlo 26/10/21 |  | Yes | Parent | Facilities | ED | 1.4.1.1 | Station | RTO | RTO
508 | FFE-259 | Bar Fridge | 572 | HWW | FFE-259 | Bar Fridge | FFE - FIXTURES / FITTINGS / EQUIPMENT | Architectural Design | Yes |  | Yes | Yes | Yes | Yes |  | ACTIVE | Identified by Karlo 26/10/21 |  | Yes | Parent | Facilities | ED | 1.4.1.1 | Station | RTO | RTO
509 | FFE-260 | Locker Room Bench | 551 | HWW | FFE-260 | Locker Room Bench | FFE - FIXTURES / FITTINGS / EQUIPMENT | Architectural Design | Yes |  | Yes | Yes | Yes | Yes |  | ACTIVE | Identified by Karlo 26/10/21 |  | Yes | Parent |  |  | 1.4.1.1 | Station | RTO | RTO
510 | FFE-261 | Locker | 572 | HWW | FFE-261 | Locker | FFE - FIXTURES / FITTINGS / EQUIPMENT | Architectural Design | Yes |  | Yes | Yes | Yes | Yes |  | ACTIVE | Identified by Karlo 26/10/21 |  | Yes | Parent |  |  | 1.4.1.1 | Station | RTO | RTO
511 | FFE-262 | Meeting Room Table Small | 572 | HWW | FFE-262 | Meeting Room Table Small | FFE - FIXTURES / FITTINGS / EQUIPMENT | Architectural Design | Yes |  | Yes | Yes | Yes | Yes |  | ACTIVE | Identified by Karlo 26/10/21 |  | Yes | Parent |  |  | 1.4.1.1 | Station | RTO | RTO
512 | FFE-263 | Meeting Room Table Large | 572 | HWW | FFE-263 | Meeting Room Table Large | FFE - FIXTURES / FITTINGS / EQUIPMENT | Architectural Design | Yes |  | No | Yes | Yes | Yes |  | ACTIVE | Identified by Karlo 26/10/21 |  | Yes | Parent |  |  | 1.4.1.1 | Station | RTO | RTO
513 | FFE-264 | Large Fridge | 572 | HWW | FFE-264 | Large Fridge | FFE - FIXTURES / FITTINGS / EQUIPMENT | Architectural Design | Yes |  | No | Yes | Yes | Yes |  | ACTIVE | Identified by Karlo 26/10/21 |  | Yes | Parent |  |  | 1.4.1.1 | Station | RTO | RTO
514 | FFE-265 | Adjustable Shelving | 551 | HWW | FFE-265 | Adjustable Shelving | FFE - FIXTURES / FITTINGS / EQUIPMENT | Architectural Design | No |  | Yes | Yes | No | No |  | ACTIVE | Identified as not required by Karlo 26/10/21 |  | Yes | Parent |  |  | 1.4.1.1 | Station | RTO | RTO
515 | FFE-266 | CSC Desk Type 1 | 551 | HWW | FFE-266 | CSC Desk Type 1 | FFE - FIXTURES / FITTINGS / EQUIPMENT | Architectural Design | Yes |  | Yes | Yes | Yes | Yes |  | ACTIVE | Identified by Karlo 26/10/21 |  | Yes | Parent |  |  | 1.4.1.1 | Station | RTO | RTO
516 | FFE-267 | CSC Desk Type 2 | 551 | HWW | FFE-267 | CSC Desk Type 2 | FFE - FIXTURES / FITTINGS / EQUIPMENT | Architectural Design | Yes |  | Yes | Yes | Yes | Yes |  | ACTIVE | Identified by Karlo 26/10/21 |  | Yes | Parent |  |  | 1.4.1.1 | Station | RTO | RTO
517 | FFE-268 | CSC Desk Type DDA | 551 | HWW | FFE-268 | CSC Desk Type DDA | FFE - FIXTURES / FITTINGS / EQUIPMENT | Architectural Design | Yes |  | No | Yes | Yes | Yes |  | ACTIVE | Identified by Karlo 26/10/21 |  | Yes | Parent |  |  | 1.4.1.1 | Station | RTO | RTO
518 | FFE-269 | CSC Lost Property Storage | 551 | HWW | FFE-269 | CSC Lost Property Storage | FFE - FIXTURES / FITTINGS / EQUIPMENT | Architectural Design | No |  | Yes | Yes | No | No |  | ACTIVE | Identified as not required by Karlo 26/10/21 |  | Yes | Parent |  |  | 1.4.1.1 | Station | RTO | RTO
519 | FFE-270 | Filing Cabinet | 572 | HWW | FFE-270 | Filing Cabinet | FFE - FIXTURES / FITTINGS / EQUIPMENT | Architectural Design | Yes |  | Yes | Yes | Yes | Yes |  | ACTIVE | Identified by Karlo 26/10/21 |  | Yes | Parent |  |  | 1.4.1.1 | Station | RTO | RTO
520 | FFE-271 | Storage - Mobile Pedestal | 572 | HWW | FFE-271 | Storage - Mobile Pedestal | FFE - FIXTURES / FITTINGS / EQUIPMENT | Architectural Design | Yes |  | Yes | Yes | Yes | Yes |  | ACTIVE | Identified by Karlo 26/10/21 |  | Yes | Parent |  |  | 1.4.1.1 | Station | RTO | RTO
521 | FFE-272 | Safe - Ticket Office | 572 | HWW | FFE-272 | Safe - Ticket Office | FFE - FIXTURES / FITTINGS / EQUIPMENT | Architectural Design | Yes |  | Yes | Yes | Yes | Yes |  | ACTIVE | Identified by Karlo 26/10/21 |  | Yes | Parent |  |  | 1.4.1.1 | Station | RTO | RTO
522 | Code Item Section Design Scope | [9 empty] | No | [5 empty] | Heading only
523 | FFE-273 | Safe - General Office | 572 | HWW | FFE-273 | Safe - General Office | FFE - FIXTURES / FITTINGS / EQUIPMENT | Architectural Design | Yes |  | Yes | Yes | Yes | Yes |  | ACTIVE | Identified by Karlo 26/10/21 |  | Yes | Parent |  |  | 1.4.1.1 | Station | RTO | RTO
524 | FFE-274 | Filing Cabinet | 572 | HWW | FFE-274 | Document Waste Bin | FFE - FIXTURES / FITTINGS / EQUIPMENT | Architectural Design | No |  | No | Yes | No | No |  | ACTIVE | Identified as not required by Karlo 26/10/21 |  | Yes | Parent |  |  | 1.4.1.1 | Station | RTO | RTO
525 | FFE-275 | Adjustable Foot Stool | 572 | HWW | FFE-275 | Adjustable Foot Stool | FFE - FIXTURES / FITTINGS / EQUIPMENT | Architectural Design | Yes |  | Yes | Yes | Yes | Yes |  | ACTIVE | Identified by Karlo 26/10/21 |  | Yes | Parent |  |  | 1.4.1.1 | Station | RTO | RTO
526 | FFE-276 | Meeting Table | 572 | HWW | FFE-276 | Meeting Table | FFE - FIXTURES / FITTINGS / EQUIPMENT | Architectural Design | Yes |  | Yes | Yes | Yes | Yes |  | ACTIVE | Identified by Karlo 26/10/21 |  | Yes | Parent |  |  | 1.4.1.1 | Station | RTO | RTO
527 | FFE-277 | Workstation | 571 | HWW | FFE-277 | Workstation | FFE - FIXTURES / FITTINGS / EQUIPMENT | Architectural Design | Yes |  | Yes | Yes | Yes | Yes |  | ACTIVE | Identified by Karlo 26/10/21 |  | Yes | Parent |  |  | 1.4.1.1 | Station | RTO | RTO
528 | FFE-278 | Adjustable Drawing Table | 572 | HWW | FFE-278 | Adjustable Drawing Table | FFE - FIXTURES / FITTINGS / EQUIPMENT | Architectural Design | Yes |  | Yes | Yes | Yes | Yes |  | ACTIVE | Identified by Karlo 26/10/21 |  | Yes | Parent |  |  | 1.4.1.1 | Station | RTO | RTO
529 | FFE-279 | Drawing Rack | 572 | HWW | FFE-279 | Drawing Rack | FFE - FIXTURES / FITTINGS / EQUIPMENT | Architectural Design | Yes |  | Yes | Yes | Yes | Yes |  | ACTIVE | Identified by Karlo 26/10/21 |  | Yes | Parent |  |  | 1.4.1.1 | Station | RTO | RTO
530 | FFE-280 | Task Chair | 572 | HWW | FFE-280 | Task Chair | FFE - FIXTURES / FITTINGS / EQUIPMENT | Architectural Design | Yes |  | Yes | Yes | Yes | Yes |  | ACTIVE | Identified by Karlo 26/10/21 |  | Yes | Parent |  |  | 1.4.1.1 | Station | RTO | RTO
531 | FFE-281 | Task Chair - Drafting Height | 572 | HWW | FFE-281 | Task Chair - Drafting Height | FFE - FIXTURES / FITTINGS / EQUIPMENT | Architectural Design | Yes |  | Yes | Yes | Yes | Yes |  | ACTIVE | Identified by Karlo 26/10/21 |  | Yes | Parent |  |  | 1.4.1.1 | Station | RTO | RTO
532 | FFE-282 | Armchair | 572 | HWW | FFE-282 | Armchair | FFE - FIXTURES / FITTINGS / EQUIPMENT | Architectural Design | Yes |  | Yes | Yes | Yes | Yes |  | ACTIVE | Identified by Karlo 26/10/21 |  | Yes | Parent |  |  | 1.4.1.1 | Station | RTO | RTO
533 | FFE-283 | Parents Room Armchair | 572 | HWW | FFE-283 | Parents Room Armchair | FFE - FIXTURES / FITTINGS / EQUIPMENT | Architectural Design | Yes |  | Yes | Yes | Yes | Yes |  | ACTIVE | Identified by Karlo 26/10/21 |  | Yes | Parent |  |  | 1.4.1.1 | Station | RTO | RTO
534 | FFE-284 | Convex Mirror (Egress Paths) | 572 | HWW | FFE-284 | Convex Mirror (Egress Paths) | FFE - FIXTURES / FITTINGS / EQUIPMENT | Architectural Design | No |  | Yes | Yes | No | No |  | ACTIVE | Identified as not required by Karlo 26/10/21 |  | Yes | Parent |  |  | 1.4.1.1 | Station | RTO | RTO
535 | FFE-285 | First Aid Medicine Equipment Cabinet | Project Engineer's Specification | By Project Engineer | FFE-285 | First Aid Medicine Equipment Cabinet | FFE - FIXTURES / FITTINGS / EQUIPMENT | Architectural Design | Yes |  | Yes | Yes | Yes | Yes |  | ACTIVE | Identified by Karlo 26/10/21 |  | Yes | Parent |  |  | 1.4.1.1 | Station | RTO | RTO
536 | FFE-286 | Safe and Counting Desk | 551 | HWW | FFE-286 | Safe and Counting Desk | FFE - FIXTURES / FITTINGS / EQUIPMENT | Architectural Design | Yes |  | No | Yes | Yes | Yes |  | ACTIVE | Identified by Karlo 26/10/21 |  | Yes | Parent |  |  | 1.4.1.1 | Station | RTO | RTO
537 | FFE-287 | Sign In Desk | 551 | HWW | FFE-287 | Sign In Desk | FFE - FIXTURES / FITTINGS / EQUIPMENT | Architectural Design | Yes |  | Yes | Yes | Yes | Yes |  | ACTIVE | Identified by Karlo 26/10/21 |  | Yes | Parent |  | not recorded | 1.4.6.2 | Signage | RTO | RTO
538 | FFE-288 | Meeting Room Storage | 551 | HWW | FFE-288 | Meeting Room Storage | FFE - FIXTURES / FITTINGS / EQUIPMENT | Architectural Design | Yes |  | Yes | Yes | Yes | Yes |  | ACTIVE | Identified by Karlo 26/10/21 |  | Yes | Parent |  |  | 1.4.1.1 | Station | RTO | RTO
539 | FFE-289 | Maintenance Office Storage | 551 | HWW | FFE-289 | Maintenance Office Storage | FFE - FIXTURES / FITTINGS / EQUIPMENT | Architectural Design | Yes |  | Yes | Yes | Yes | Yes |  | ACTIVE | Identified by Karlo 26/10/21 |  | Yes | Parent |  |  | 1.4.1.1 | Station | RTO | RTO
540 | FFE-290 | Examination Couch | 572 | HWW | FFE-290 | Examination Couch | FFE - FIXTURES / FITTINGS / EQUIPMENT | Architectural Design | Yes |  | Yes | Yes | Yes | Yes |  | ACTIVE | Identified by Karlo 26/10/21 |  | Yes | Parent |  |  | 1.4.1.1 | Station | RTO | RTO
541 | FFE-291 | Bicycle Rack | 552 | HWW | FFE-291 | Bicycle Rack | FFE - FIXTURES / FITTINGS / EQUIPMENT | Architectural Design | Yes |  | Yes | Yes | Yes | Yes |  | ACTIVE | Identified by Karlo 26/10/21 |  | Yes | Parent |  |  | 1.4.1.1 | Station | RTO | RTO
542 | FFE-292 | First Aid Joinery | 551 | HWW | FFE-292 | First Aid Joinery | FFE - FIXTURES / FITTINGS / EQUIPMENT | Architectural Design | Yes |  | Yes | Yes | Yes | Yes |  | ACTIVE | Identified by Karlo 26/10/21 |  | Yes | Parent |  |  | 1.4.1.1 | Station | RTO | RTO
543 | FFE-293 | Parents Room Joinery | 551 | HWW | FFE-293 | Parents Room Joinery | FFE - FIXTURES / FITTINGS / EQUIPMENT | Architectural Design | Yes |  | Yes | Yes | Yes | Yes |  | ACTIVE | Identified by Karlo 26/10/21 |  | Yes | Parent |  |  | 1.4.1.1 | Station | RTO | RTO
544 | FFE-294 | Staff Kitchen Joinery | 551 | HWW | FFE-294 | Staff Kitchen Joinery | FFE - FIXTURES / FITTINGS / EQUIPMENT | Architectural Design | Yes |  | Yes | Yes | Yes | Yes |  | ACTIVE | Identified by Karlo 26/10/21 |  | Yes | Parent |  |  | 1.4.1.1 | Station | RTO | RTO
545 | FFE-295 | Tea Point | 572 | HWW | FFE-295 | Tea Point | FFE - FIXTURES / FITTINGS / EQUIPMENT | Architectural Design | Yes |  | Yes | Yes | Yes | Yes |  | ACTIVE | Identified by Karlo 26/10/21 |  | Yes | Parent |  |  | 1.4.1.1 | Station | RTO | RTO
546 | FFE-296 | Fold Down Shelf | 572 | HWW | FFE-296 | Fold Down Shelf | FFE - FIXTURES / FITTINGS / EQUIPMENT | Architectural Design | Yes |  | Yes | Yes | Yes | Yes |  | ACTIVE | Identified by Karlo 26/10/21 |  | Yes | Parent |  |  | 1.4.1.1 | Station | RTO | RTO
547 | FFE-297 | Wall Mounted Workstation | 572 | HWW | FFE-297 | Wall Mounted Workstation | FFE - FIXTURES / FITTINGS / EQUIPMENT | Architectural Design | Yes |  | Yes | Yes | Yes | Yes |  | ACTIVE | Identified by Karlo 26/10/21 |  | Yes | Parent |  |  | 1.4.1.1 | Station | RTO | RTO
548 | FFE-298 | Wall Mounted Workstation (Dual Monitors) | 572 | HWW | FFE-298 | Wall Mounted Workstation (Dual Monitors) | FFE - FIXTURES / FITTINGS / EQUIPMENT | Architectural Design | Yes |  | No | Yes | Yes | Yes |  | ACTIVE | Identified by Karlo 31/03/2022 |  | Yes | Parent |  |  | 1.4.1.1 | Station | RTO | RTO
549 | FFE-299 | SMO Storage | 551 | HWW | FFE-299 | SMO Storage | FFE - FIXTURES / FITTINGS / EQUIPMENT | Architectural Design | Yes |  | Yes | Yes | Yes | Yes |  | ACTIVE | Identified by Karlo 26/10/21 |  | Yes | Parent |  |  | 1.4.1.1 | Station | RTO | RTO
550 | FFE-300 | FOH FURNITURE / FITTINGS | [8 empty] | No | [5 empty] | Heading only
551 | FFE-301 | ATM | Project Engineer's Specification | By Project Engineer | FFE-301 | ATM | FFE - FIXTURES / FITTINGS / EQUIPMENT | Architectural Design | Yes |  | Yes | Yes | Yes | Yes |  | ACTIVE | Identified by Karlo 26/10/21 |  | Yes | Parent | Facilities | ED | 1.4.1.1 | Station | RTO | RTO
552 | FFE-310 | Vending Machine | Project Engineer's Specification | By Project Engineer | FFE-310 | Vending Machine | FFE - FIXTURES / FITTINGS / EQUIPMENT | Architectural Design | Yes |  | Yes | Yes | Yes | Yes |  | ACTIVE | Identified by Karlo 26/10/21 |  | Yes | Parent |  |  | 1.4.1.1 | Station | RTO | RTO
553 | FFE-330 | Help Point | 572 | HWW | FFE-330 | Help Point | FFE - FIXTURES / FITTINGS / EQUIPMENT | Architectural Design | Yes |  | Yes | Yes | Yes | Yes |  | ACTIVE | Identified by Karlo 26/10/21 |  | Yes | Parent |  |  | 1.4.1.1 | Station | RTO | RTO
554 | FFE-340 | Public Rubbish Bag Holder | 572 | HWW | FFE-340 | Public Rubbish Bag Holder | FFE - FIXTURES / FITTINGS / EQUIPMENT | Architectural Design | No |  | Yes | Yes | No | No |  | ACTIVE | Identified as not required by Karlo 26/10/21 |  | Yes | Parent |  |  | 1.4.1.1 | Station | RTO | RTO
555 | FFE-350 | Poster Case | 572 | HWW | FFE-350 | Poster Case | FFE - FIXTURES / FITTINGS / EQUIPMENT | Architectural Design | No |  | Yes | Yes | No | No |  | ACTIVE | Identified as not required by Karlo 26/10/21 |  | Yes | Parent |  |  | 1.4.1.1 | Station | RTO | RTO
556 | FFE-351 | Pay Phone | Project Engineer's Specification | By Project Engineer | FFE-351 | Pay Phone | FFE - FIXTURES / FITTINGS / EQUIPMENT | Architectural Design | Yes |  | Yes | Yes | Yes | Yes |  | ACTIVE | Identified by Karlo 26/10/21 |  | Yes | Parent |  |  | 1.4.1.1 | Station | RTO | RTO
557 | FFE-400 | CABINET | [8 empty] | No | [5 empty] | Heading only
558 | FFE-402 | Disaster Plan Cabinet | 572 | HWW | FFE-402 | Disaster Plan Cabinet | FFE - FIXTURES / FITTINGS / EQUIPMENT | Architectural Design | Yes |  | Yes | Yes | Yes | Yes |  | ACTIVE | Identified by Karlo 26/10/21 |  | Yes | Parent |  |  | 1.4.1.1 | Station | RTO | RTO
559 | FFE-420 | Fire Hydrant Cabinet | 572 | HWW | FFE-420 | Fire Hydrant Cabinet | FFE - FIXTURES / FITTINGS / EQUIPMENT | Architectural Design | Yes |  | Yes | Yes | Yes | Yes |  | ACTIVE | Identified by Karlo 26/10/21 |  | Yes | Parent |  |  | 1.4.1.1 | Station | RTO | RTO
560 | FFE-421 | Fire Hose Reel Cabinet | 572 | HWW | FFE-421 | Fire Hose Reel Cabinet | FFE - FIXTURES / FITTINGS / EQUIPMENT | Architectural Design | Yes |  | Yes | Yes | Yes | Yes |  | ACTIVE | Identified by Karlo 26/10/21 |  | Yes | Parent |  |  | 1.4.1.1 | Station | RTO | RTO
561 | FFE-430 | PSO CCTV Joinery | 551 | HWW | FFE-430 | PSO CCTV Joinery | FFE - FIXTURES / FITTINGS / EQUIPMENT | Architectural Design | Yes |  | Yes | Yes | Yes | Yes |  | ACTIVE | Identified by Karlo 26/10/21 |  | Yes | Parent |  |  | 1.2.1 | CCTV/Security MGMT | RTO | RTO
562 | FFE-440 | PSO Wet Gear Joinery - 2 Person | 551 | HWW | FFE-440 | PSO Wet Gear Joinery - 2 Person | FFE - FIXTURES / FITTINGS / EQUIPMENT | Architectural Design | Yes |  | Yes | Yes | Yes | Yes |  | ACTIVE | Identified by Karlo 26/10/21 |  | Yes | Parent |  |  | 1.4.1.1 | Station | RTO | RTO
563 | FFE-450 | PSO Wet Gear Joinery - 4 Person | 551 | HWW | FFE-450 | PSO Wet Gear Joinery - 4 Person | FFE - FIXTURES / FITTINGS / EQUIPMENT | Architectural Design | Yes |  | Yes | Yes | Yes | Yes |  | ACTIVE | Identified by Karlo 26/10/21 |  | Yes | Parent |  |  | 1.4.1.1 | Station | RTO | RTO
564 | FFE-500 | BINS | [8 empty] | No | [5 empty] | Heading only
565 | FFE-596 | Wall Mounted Waste Bin | 555 | HWW | FFE-596 | Wall Mounted Waste Bin | FFE - FIXTURES / FITTINGS / EQUIPMENT | Architectural Design | Yes |  | No | Yes | Yes | Yes |  | ACTIVE | Identified by Karlo 31/03/2022 |  | Yes | Parent |  |  | 1.4.1.1 | Station | RTO | RTO
566 | FFE-600 | ENTRY PORTAL | [8 empty] | No | [5 empty] | Heading only
567 | FFE-610 | Propped Entry Portal | 572 | HWW | FFE-610 | Propped Entry Portal | FFE - FIXTURES / FITTINGS / EQUIPMENT | Architectural Design | No |  | No | Yes | No | No |  | RETIRED | Type No longer in ARC TRS 07/10/2022 |  |  | Parent |  |  | 1.4.1.1 | Station | RTO | RTO
568 | FFE-650 | Floor Mounted Entry Portal | 572 | HWW | FFE-650 | Floor Mounted Entry Portal | FFE - FIXTURES / FITTINGS / EQUIPMENT | Architectural Design | No |  | No | Yes | No | No |  | NOT IN SCOPE | Identified as not required by Karlo 26/10/21 |  |  | Parent |  |  | 1.4.1.1 | Station | RTO | RTO
569 | FFE-651 | Floor Mounted Entry Portal with Upstand Skirting | 572 | HWW | FFE-651 | Floor Mounted Entry Portal with Upstand Skirting | FFE - FIXTURES / FITTINGS / EQUIPMENT | Architectural Design | No |  | No | Yes | No | No |  | RETIRED | Type No longer in ARC TRS 07/10/2022 |  | Yes | Child |  | not recorded | 1.4.1.1 | Station | RTO | RTO
570 | FFE-700 | GATELINE PORTAL | [8 empty] | No | [5 empty] | Heading only
571 | FFE-701 | Suspended Gateline Portal | 572 | HWW | FFE-701 | Suspended Gateline Portal | FFE - FIXTURES / FITTINGS / EQUIPMENT | Architectural Design | No |  | Yes | Yes | No | No |  | ACTIVE | Identified as not required by Karlo 26/10/21 |  |  | Parent |  |  | 1.4.1.1 | Station | RTO | RTO
572 | FFE-750 | Floor Mounted Gateline Portal | 572 | HWW | FFE-750 | Floor Mounted Gateline Portal | FFE - FIXTURES / FITTINGS / EQUIPMENT | Architectural Design | No |  | Yes | Yes | No | No |  | ACTIVE | Identified as not required by Karlo 26/10/21 |  | Yes | Parent |  | not recorded | 1.4.1.1 | Station | RTO | RTO
573 | FFE-800 | TOTEM / FLAGPOLE | [8 empty] | No | [5 empty] | Heading only
574 | FFE-801 | Totem | 572 | HWW | FFE-801 | Totem | FFE - FIXTURES / FITTINGS / EQUIPMENT | Architectural Design | Yes |  | No | Yes | Yes | Yes |  | ACTIVE | Identified by Karlo 26/10/21 |  | Yes | Parent |  |  | 1.4.1.1 | Station | RTO | RTO
575 | FFE-803 | Totem - Customer Help Point | 572 | HWW | FFE-803 | Totem - Customer Help Point | FFE - FIXTURES / FITTINGS / EQUIPMENT | Architectural Design | Yes |  | No | Yes | Yes | Yes |  | ACTIVE | Identified by Karlo 26/10/21 |  | Yes | Parent |  |  | 1.4.1.1 | Station | RTO | RTO
576 | FFE-805 | Totem - PID Integrated | 572 | HWW | FFE-805 | Totem - PID Integrated | FFE - FIXTURES / FITTINGS / EQUIPMENT | Architectural Design | Yes |  | Yes | Yes | Yes | Yes |  | ACTIVE | Identified by Karlo 26/10/21 |  | Yes | Parent |  |  | 1.4.1.1 | Station | RTO | RTO
577 | FFE-806 | Totem - Tabbed Signage and EOL Components | 572 | HWW | FFE-806 | Totem - Tabbed Signage and EOL Components | FFE - FIXTURES / FITTINGS / EQUIPMENT | Architectural Design | Yes |  | No | Yes | Yes | Yes |  | ACTIVE | Identified by Karlo 26/10/21 |  | Yes | Parent | Facilities | SI | 1.4.6.2 | Signage | RTO | RTO
578 | FFE-807 | Totem - Exit Guide | 572 | HWW | FFE-807 | Totem - Exit Guide | FFE - FIXTURES / FITTINGS / EQUIPMENT | Architectural Design | Yes |  | Yes | Yes | Yes | Yes |  | ACTIVE | Identified by Karlo 26/10/21 |  | Yes | Parent |  |  | 1.4.1.1 | Station | RTO | RTO
579 | Code Item Section Design Scope | [9 empty] | No | [5 empty] | Heading only
580 | FFE-810 | Totem - Legible City | Landscape Architect's Specification | HWW - Refer to Landscape Specification | FFE-810 | Totem - Legible City | FFE - FIXTURES / FITTINGS / EQUIPMENT | Architectural Design | Yes |  | No | Yes | Yes | Yes |  | ACTIVE | Identified by Karlo 26/10/21 |  | Yes | Parent |  |  | 1.4.1.1 | Station | RTO | RTO
581 | FFE-820 | Totem Fire Hydrant and Help Point | 572 | HWW | FFE-820 | Totem Fire Hydrant and Help Point | FFE - FIXTURES / FITTINGS / EQUIPMENT | Architectural Design | Yes |  | Yes | Yes | Yes | Yes |  | ACTIVE | Identified by Karlo 26/10/21 |  | Yes | Parent |  |  | 1.4.1.1 | Station | RTO | RTO
582 | FFE-830 | Vent Totem | 572 | HWW | FFE-830 | Vent Totem | FFE - FIXTURES / FITTINGS / EQUIPMENT | Architectural Design | Yes |  | No | Yes | Yes | Yes |  | ACTIVE | Identified by Karlo 31/03/2022 |  | Yes | Parent |  |  | 1.4.1.1 | Station | RTO | RTO
583 | FFE-890 | Floor Mounted Postercase | 572 | HWW | FFE-890 | Floor Mounted Postercase | FFE - FIXTURES / FITTINGS / EQUIPMENT | Architectural Design | No |  | Yes | Yes | No | No |  | ACTIVE | Identified as not required by Karlo 26/10/21 |  | Yes | Parent |  | not recorded | 1.4.1.1 | Station | RTO | RTO
584 | FFE-900 | EXTERNAL FURNITURE | [8 empty] | No | [5 empty] | Heading only
585 | FFE-901 | Street Lamp | 572 | HWW | FFE-901 | Street Lamp | FFE - FIXTURES / FITTINGS / EQUIPMENT | Architectural Design | Yes |  | Yes | Yes | Yes | Yes |  | ACTIVE | Identified by Karlo 26/10/21 |  | Yes | Parent | Structures | SR | 1.4.1.1 | Station | RTO | RTO
586 | FFE-902 | Street Lamp - Balustrade Integrated - Arden | 572 | HWW | FFE-902 | Street Lamp - Balustrade Integrated - Arden | FFE - FIXTURES / FITTINGS / EQUIPMENT | Architectural Design | Yes |  | Yes | Yes | Yes | Yes |  | ACTIVE | Identified by Karlo 26/10/21 |  | Yes | Parent | Structures | SR | 1.4.1.1 | Station | RTO | RTO
587 | FFE-903 | Street Lamp - Balustrade Integrated - Domain | 572 | HWW | FFE-903 | Street Lamp - Balustrade Integrated - Domain | FFE - FIXTURES / FITTINGS / EQUIPMENT | Architectural Design | Yes |  | No | Yes | Yes | Yes |  | ACTIVE | Identified by Karlo 26/10/21 |  | Yes | Parent | Structures | SR | 1.4.1.1 | Station | RTO | RTO
588 | FLA | FLASHINGS & COPINGS | [8 empty] | No | [5 empty] | Heading only
589 | FLA-100 | METAL FLASHING | [8 empty] | No | [5 empty] | Heading only
590 | FLA-101 | Metal Flashing | 431 | HWW | FLA-101 | Metal Flashing | FLA - FLASHINGS & COPINGS | Architectural Design | No |  | Yes | Yes | No | No |  | ACTIVE | Identified as not required by Karlo 26/10/21 |  |  | Child |  |  | 1.4.1.1 | Station | RTO | RTO
591 | FLA-102 | Metal Flashing - PPC | 431 | HWW | FLA-102 | Metal Flashing -WPZ | FLA - FLASHINGS & COPINGS | Architectural Design | No |  | Yes | Yes | No | No |  | ACTIVE | Identified as not required by Karlo 26/10/21 |  |  | Child |  |  | 1.4.1.1 | Station | RTO | RTO
592 | FLA-103 | Curved Metal Flashing - EPZ | 431 | HWW | FLA-103 | Curved Metal Flashing - EPZ | FLA - FLASHINGS & COPINGS | Architectural Design | No |  | Yes | Yes | No | No |  | ACTIVE | Identified as not required by Karlo 26/10/21 |  |  | Child |  |  | 1.4.1.1 | Station | RTO | RTO
593 | FLA-104 | Metal Flashing - Heavy Duty | 431 | HWW | FLA-104 | Metal Flashing - Heavy Duty | FLA - FLASHINGS & COPINGS | Architectural Design | No |  | No | Yes | No | No |  | ACTIVE | Identified as not required by Karlo 26/10/21 |  |  | Child |  |  | 1.4.1.1 | Station | RTO | RTO
594 | FLA-150 | PSD - Cladding Junction Linear Flashing | 431 | HWW | FLA-150 | PSD - Cladding Junction Linear Flashing | FLA - FLASHINGS & COPINGS | Architectural Design | No |  | No | Yes | No | No |  | ACTIVE | Identified as not required by Karlo 31/03/2022 |  |  | Child |  |  | 1.4.1.1 | Station | RTO | RTO
595 | FLA-160 | Stainless Steel Flashing (DOM Retail Kiosk) | 431 | HWW | FLA-160 | Stainless Steel Flashing (DOM Retail Kiosk) | FLA - FLASHINGS & COPINGS | Architectural Design | No |  | No | Yes | No | No |  | ACTIVE | Identified as not required by Karlo 31/03/2022 |  |  | Child |  |  | 1.4.1.1 | Station | RTO | RTO
596 | FLA-200 | METAL ROOF COPING | [8 empty] | No | [5 empty] | Heading only
597 | FLA-201 | Metal Roof Capping | 431 | HWW | FLA-201 | Metal Roof Capping | FLA - FLASHINGS & COPINGS | Architectural Design | No |  | Yes | Yes | No | No |  | ACTIVE | Identified as not required by Karlo 26/10/21 |  |  | Child |  | not recorded | 1.4.1.1 | Station | RTO | RTO
598 | FLA-202 | Metal Roof Capping | 431 | HWW | FLA-202 | Metal Roof Capping | FLA - FLASHINGS & COPINGS | Architectural Design | No |  | Yes | Yes | No | No |  | ACTIVE | Identified as not required by Karlo 26/10/21 |  |  | Child |  | not recorded | 1.4.1.1 | Station | RTO | RTO
599 | FLG | FLOOR FINISHES LININGS | [8 empty] | No | [5 empty] | Heading only
600 | FLG-100 | STONE PAVING | [8 empty] | No | [5 empty] | Heading only
601 | FLG-101 | Stone Paving | 774 | HWW | FLG-101 | Stone Paving | FLG - FLOOR FINISHES LININGS | Architectural Design | No |  | Yes | Yes | No | No |  | ACTIVE | Identified as not required by Karlo 26/10/21 |  | Yes | Parent |  | not recorded | 1.4.6.3 | Landscape | RTO | RTO
602 | FLG-102 | Stone Paving - Bridges | 774 | HWW | FLG-102 | Stone Paving - Bridges | FLG - FLOOR FINISHES LININGS | Architectural Design | No |  | Yes | Yes | No | No |  | ACTIVE | Identified as not required by Karlo 26/10/21 |  | Yes | Parent |  | not recorded | 1.4.6.3 | Landscape | RTO | RTO
603 | FLG-103 | Stone Paving Inset - Bluestone | 774 | HWW | FLG-103 | Stone Paving Inset - Bluestone | FLG - FLOOR FINISHES LININGS | Architectural Design | No |  | No | Yes | No | No |  | ACTIVE | Identified as not required by Karlo 26/10/21 |  | Yes | Parent |  | not recorded | 1.4.6 | Public Realm | RTO | RTO
604 | FLG-105 | Stone Paving Inset - Contrast | 774 | HWW | FLG-105 | Stone Paving Inset - Contrast | FLG - FLOOR FINISHES LININGS | Architectural Design | No |  | Yes | Yes | No | No |  | ACTIVE | Identified as not required by Karlo 26/10/21 |  | Yes | Parent |  | not recorded | 1.4.6.3 | Landscape | RTO | RTO
605 | FLG-111 | Stone Paving with Black Blister Tactile Indicator | 774 | HWW | FLG-111 | Stone Paving with Black Blister Tactile Indicator | FLG - FLOOR FINISHES LININGS | Architectural Design | No |  | Yes | Yes | No | No |  | ACTIVE | Identified as not required by Karlo 26/10/21 |  | Yes | Parent |  | not recorded | 1.4.1.1 | Station | RTO | RTO
606 | FLG-112 | Stone Paving with Black Corduroy Tactile Indicator | 774 | HWW | FLG-112 | Stone Paving with Black Corduroy Tactile Indicator | FLG - FLOOR FINISHES LININGS | Architectural Design | No |  | Yes | Yes | No | No |  | ACTIVE | Identified as not required by Karlo 26/10/21 |  | Yes | Parent |  | not recorded | 1.4.1.1 | Station | RTO | RTO
607 | FLG-114 | Stone Paving - Elongated | 774 | HWW | FLG-114 | Stone Paving - Elongated | FLG - FLOOR FINISHES LININGS | Architectural Design | No |  | No | Yes | No | No |  | ACTIVE | Identified as not required by Karlo 26/10/21 |  | Yes | Parent |  | not recorded | 1.4.6.3 | Landscape | RTO | RTO
608 | FLG-115 | Stone Paving - Radial | 774 | HWW | FLG-115 | Stone Paving - Radial | FLG - FLOOR FINISHES LININGS | Architectural Design | No |  | No | Yes | No | No |  | ACTIVE | Identified as not required by Karlo 26/10/21 |  | Yes | Parent |  | not recorded | 1.4.6.3 | Landscape | RTO | RTO
609 | FLG-120 | Bluestone Paving | 774 | HWW | FLG-120 | Bluestone Paving | FLG - FLOOR FINISHES LININGS | Architectural Design | No |  | Yes | Yes | No | No |  | ACTIVE | Identified as not required by Karlo 26/10/21 |  | Yes | Parent |  | not recorded | 1.4.6 | Public Realm | RTO | RTO
610 | FLG-125 | Circular Glazed Inserts in Precast Panel | 774 | HWW | FLG-125 | Circular Glazed Inserts in Precast Panel | FLG - FLOOR FINISHES LININGS | Architectural Design | No |  | No | Yes | No | No |  | ACTIVE | Identified as not required by Karlo 26/10/21 |  |  | Child |  |  | 1.4.1.1 | Station | RTO | RTO
611 | FLG-131 | Bluestone Paving with Sesame Blister Tactile Indicator | 774 | HWW | FLG-131 | Bluestone Paving with Sesame Blister Tactile Indicator | FLG - FLOOR FINISHES LININGS | Architectural Design | No |  | Yes | Yes | No | No |  | ACTIVE | Identified as not required by Karlo 26/10/21 |  | Yes | Parent |  | not recorded | 1.4.1.1 | Station | RTO | RTO
612 | FLG-133 | Bluestone Paving with Sesame Corduroy Tactile Indicator | 774 | HWW | FLG-133 | Bluestone Paving with Sesame Corduroy Tactile Indicator | FLG - FLOOR FINISHES LININGS | Architectural Design | No |  | Yes | Yes | No | No |  | ACTIVE | Identified as not required by Karlo 26/10/21 |  | Yes | Parent |  | not recorded | 1.4.1.1 | Station | RTO | RTO
613 | FLG-140 | Stone Paving - Degraves | 774 | HWW | FLG-140 | Stone Paving - Degraves | FLG - FLOOR FINISHES LININGS | Architectural Design | No |  | No | Yes | No | No |  | ACTIVE | Identified as not required by Karlo 26/10/21 |  | Yes | Parent |  | not recorded | 1.4.6.3 | Landscape | RTO | RTO
614 | FLG-145 | Terrazzo to Match Existing - Degraves | 774 | HWW | FLG-145 | Terrazzo to Match Existing - Degraves | FLG - FLOOR FINISHES LININGS | Architectural Design | No |  | No | Yes | No | No |  | ACTIVE | Identified as not required by Karlo 26/10/21 |  |  | Child |  |  | 1.4.1.1 | Station | RTO | RTO
615 | FLG-146 | Terrazzo - Campbell Arcade | 774 | HWW | FLG-146 | Terrazzo - Campbell Arcade | FLG - FLOOR FINISHES LININGS | Architectural Design | No |  | No | Yes | No | No |  | ACTIVE | Identified as not required by Karlo 26/10/21 |  |  | Child |  |  | 1.4.1.1 | Station | RTO | RTO
616 | FLG-150 | Stone Paving to Lifts | 774 | HWW | FLG-150 | Stone Paving to Lifts | FLG - FLOOR FINISHES LININGS | Architectural Design | No |  | No | Yes | No | No |  | ACTIVE | Identified as not required by Karlo 31/03/2022 |  | Yes | Parent |  | not recorded | 1.4.6.3 | Landscape | RTO | RTO
617 | FLG-200 | CERAMIC / TILE | [8 empty] | No | [5 empty] | Heading only
618 | FLG-201 | Vitrified Tiles - FOH | 631 | HWW | FLG-201 | Vitrified Tiles - FOH | FLG - FLOOR FINISHES LININGS | Architectural Design | No |  | Yes | Yes | No | No |  | ACTIVE | Identified as not required by Karlo 26/10/21 |  |  | Child |  |  | 1.4.1.1 | Station | RTO | RTO
619 | FLG-210 | Vitrified Tiles - BOH | 631 | HWW | FLG-210 | Vitrified Tiles - BOH | FLG - FLOOR FINISHES LININGS | Architectural Design | No |  | Yes | Yes | No | No |  | ACTIVE | Identified as not required by Karlo 26/10/21 |  |  | Child |  |  | 1.4.1.1 | Station | RTO | RTO
620 | FLG-300 | RESILIENT FINISH | [8 empty] | No | [5 empty] | Heading only
621 | FLG-301 | Vinyl Flooring | 651 | HWW | FLG-301 | Vinyl Flooring | FLG - FLOOR FINISHES LININGS | Architectural Design | No |  | Yes | Yes | No | No |  | ACTIVE | Identified as not required by Karlo 26/10/21 |  | Yes | Child |  | not recorded | 1.4.1.1 | Station | RTO | RTO
622 | FLG-302 | Vinyl Flooring - Static Dissipative | 651 | HWW | FLG-302 | Vinyl Flooring - Static Dissipative | FLG - FLOOR FINISHES LININGS | Architectural Design | No |  | Yes | Yes | No | No |  | ACTIVE | Identified as not required by Karlo 26/10/21 |  | Yes | Child |  | not recorded | 1.4.1.1 | Station | RTO | RTO
623 | FLG-310 | Vinyl Flooring - PSO | 651 | HWW | FLG-310 | Vinyl Flooring - PSO | FLG - FLOOR FINISHES LININGS | Architectural Design | No |  | Yes | Yes | No | No |  | ACTIVE | Identified as not required by Karlo 26/10/21 |  | Yes | Child |  | not recorded | 1.4.1.1 | Station | RTO | RTO
624 | FLG-320 | Vinyl Flooring - La Trobe | 651 | HWW | FLG-320 | Vinyl Flooring - La Trobe | FLG - FLOOR FINISHES LININGS | Architectural Design | No |  | Yes | Yes | No | No |  | ACTIVE | Identified as not required by Karlo 26/10/21 |  | Yes | Child |  | not recorded | 1.4.1.1 | Station | RTO | RTO
625 | FLG-350 | Bitumen Floor - Degraves | 651 | HWW | FLG-350 | Bitumen Floor - Degraves | FLG - FLOOR FINISHES LININGS | Architectural Design | No |  | No | Yes | No | No |  | ACTIVE | Identified as not required by Karlo 31/03/2022 |  | Yes | Child |  | not recorded | 1.4.1.1 | Station | RTO | RTO
626 | FLG-400 | DRAINAGE | [8 empty] | No | [5 empty] | Heading only
627 | FLG-401 | Slot Drain | 552 | HWW | FLG-401 | Slot Drain | FLG - FLOOR FINISHES LININGS | Architectural Design | No |  | Yes | Yes | No | No |  | ACTIVE | Identified as not required by Karlo 26/10/21 |  | Yes | Parent |  |  | 1.4.1.8 | Drains | RTO | RTO
628 | FLG-402 | Linear Drain with Tile Insert | 552 | HWW | FLG-402 | Linear Drain with Tile Insert | FLG - FLOOR FINISHES LININGS | Architectural Design | No |  | Yes | Yes | No | No |  | ACTIVE | Identified as not required by Karlo 26/10/21 |  |  | Parent |  |  | 1.4.1.8 | Drains | RTO | RTO
629 | FLG-403 | Scupper Drain | 552 | HWW | FLG-403 | Scupper Drain | FLG - FLOOR FINISHES LININGS | Architectural Design | No |  | No | Yes | No | No |  | ACTIVE | Identified as not required by Karlo 26/10/21 |  |  | Parent |  |  | 1.4.1.8 | Drains | RTO | RTO
630 | FLG-404 | Slot Drain (Ramps) | 552 | HWW | FLG-404 | Slot Drain (Ramps) | FLG - FLOOR FINISHES LININGS | Architectural Design | No |  | No | Yes | No | No |  | ACTIVE | Identified as not required by Karlo 26/10/21 |  |  | Parent |  |  | 1.4.1.8 | Drains | RTO | RTO
631 | FLG-600 | CARPET | [8 empty] | No | [5 empty] | Heading only
632 | FLG-601 | Carpet | 652 | HWW | FLG-601 | Carpet | FLG - FLOOR FINISHES LININGS | Architectural Design | No |  | Yes | Yes | No | No |  | ACTIVE | Identified as not required by Karlo 26/10/21 |  | Yes | Child |  |  | 1.4.1.1 | Station | RTO | RTO
633 | FLG-700 | METAL | [8 empty] | No | [5 empty] | Heading only
634 | FLG-751 | Stainless Steel Blister Tactile Indicator Plate | 552 | HWW | FLG-751 | Stainless Steel Blister Tactile Indicator Plate | FLG - FLOOR FINISHES LININGS | Architectural Design | No |  | No | Yes | No | No |  | ACTIVE | Identified as not required by Karlo 31/03/2022 |  |  | Parent |  |  | 1.4.1.1 | Station | RTO | RTO
635 | FLG-800 | MISCELLANEOUS | [8 empty] | No | [5 empty] | Heading only
636 | FLG-801 | Wheel Stops | Project Engineer's Specification | By Project Engineer | FLG-801 | Wheel Stops | FLG - FLOOR FINISHES LININGS | Architectural Design | No |  | No | Yes | No | No |  | ACTIVE | Identified as not required by Karlo 26/10/21 |  |  | Child |  |  | 1.4.1.1 | Station | RTO | RTO
637 | FLG-810 | Checker Plate Flooring | 552 | HWW | FLG-810 | Checker Plate Flooring | FLG - FLOOR FINISHES LININGS | Architectural Design | No |  | Yes | Yes | No | No |  | ACTIVE | Identified as not required by Karlo 26/10/21 |  | Yes | Child |  | not recorded | 1.4.1.1 | Station | RTO | RTO
638 | FLG-811 | FC Floor System (Trafficable) | 383 | HWW | FLG-811 | FC Floor System (Trafficable) | FLG - FLOOR FINISHES LININGS | Architectural Design | No |  | No | Yes | No | No |  | ACTIVE | Identified as not required by Karlo 31/03/2022 |  | Yes | Child |  | not recorded | 1.4.1.1 | Station | RTO | RTO
639 | FLP | FLOOD PROTECTION SYSTEMS | [8 empty] | No | [5 empty] | Heading only
640 | Code Item Section Design Scope | [9 empty] | No | [5 empty] | Heading only
641 | FLP-200 | FLOOD DOORS | [8 empty] | No | [5 empty] | Heading only
642 | FLP-201 | Flood Door | 453 | HWW | FLP-201 | Flood Door | FLP - FLOOD PROTECTION SYSTEMS | Architectural Design | Yes |  | Yes | Yes | Yes | Yes |  | ACTIVE | Identified by Karlo 26/10/21 |  | Yes | Parent | Facilities | D0 | 1.1.1.4.3 | Flood Protection | MCo | RTO
643 | FLP-210 | Flood Door - Degraves | 453 | HWW | FLP-210 | Flood Door - Degraves | FLP - FLOOD PROTECTION SYSTEMS | Architectural Design | Yes |  | No | Yes | Yes | Yes |  | ACTIVE | Identified by Karlo 26/10/21 |  | Yes | Parent | Facilities | D0 | 1.1.1.4.3 | Flood Protection | MCo | RTO
644 | FLP-300 | FLOOD PIVOT | [8 empty] | No | [5 empty] | Heading only
645 | FLP-340 | Barrier with Flood Protection Post Fixing | 552 | HWW | FLP-340 | Barrier with Flood Protection Post Fixing | FLP - FLOOD PROTECTION SYSTEMS | Architectural Design | Yes |  | Yes | Yes | Yes | Yes |  | ACTIVE | Identified by Karlo 26/10/21 |  | Yes | Parent |  |  | 1.4.1.1 | Station | RTO | RTO
646 | FLP-400 | FLOOD RISE | [8 empty] | No | [5 empty] | Heading only
647 | FLP-401 | Flood Bund | 556 | HWW | FLP-401 | Flood Bund | FLP - FLOOD PROTECTION SYSTEMS | Architectural Design | Yes |  | Yes | Yes | Yes | Yes |  | ACTIVE | Identified by Karlo 26/10/21 |  | Yes | Child |  |  | 1.4.1.1 | Station | RTO | RTO
648 | FPS | FIRE PROTECTION SYSTEMS | [8 empty] | No | [5 empty] | Heading only
649 | FPS-100 | FIRE BOARDING GYPSUM/ SPRAY APPLIED FIRE PROTECTION SYSTEMS | [8 empty] | No | [5 empty] | Heading only
650 | FPS-101 | Gypsum Fire Boarding | 522 | HWW | FPS-101 | Gypsum Fire Boarding | FPS - FIRE PROTECTION SYSTEMS | Architectural Design | Yes |  | Yes | Yes | Yes | Yes |  | ACTIVE | Identified by Karlo 26/10/21 |  | Yes | Child |  |  | 1.4.1.1 | Station | RTO | RTO
651 | FPS-102 | Gypsum Fire + Thermal Boarding | 522 | HWW | FPS-102 | Gypsum Fire + Thermal Boarding | FPS - FIRE PROTECTION SYSTEMS | Architectural Design | Yes |  | No | Yes | Yes | Yes |  | ACTIVE | Identified by Karlo 26/10/21 |  | Yes | Child |  |  | 1.4.1.1 | Station | RTO | RTO
652 | FPS-110 | Vermiculite | 346 | HWW | FPS-110 | Vermiculite | FPS - FIRE PROTECTION SYSTEMS | Architectural Design | No |  | No | Yes | No | No |  | ACTIVE | Identified as not required by Karlo 26/10/21 |  |  | Child |  |  | 1.4.1.1 | Station | RTO | RTO
653 | FPS-300 | SMOKE CURTAIN | [8 empty] | No | [5 empty] | Heading only
654 | FPS-301 | Drop Down Smoke Curtain | 681 | HWW | FPS-301 | Drop Down Smoke Curtain | FPS - FIRE PROTECTION SYSTEMS | Architectural Design | Yes |  | Yes | Yes | Yes | Yes |  | ACTIVE | Identified by Karlo 26/10/21 |  | Yes | Parent |  |  | 1.4.1.1 | Station | RTO | RTO
655 | FPS-400 | SMOKE BARRIER | [8 empty] | No | [5 empty] | Heading only
656 | FPS-401 | Smoke Barrier | 681 | HWW | FPS-401 | Smoke Barrier | FPS - FIRE PROTECTION SYSTEMS | Architectural Design | Yes |  | Yes | Yes | Yes | Yes |  | ACTIVE | Identified by Karlo 26/10/21 |  | Yes | Parent |  |  | 1.4.1.1 | Station | RTO | RTO
657 | FPS-402 | Large Smoke Barrier | 681 | HWW | FPS-402 | Large Smoke Barrier | FPS - FIRE PROTECTION SYSTEMS | Architectural Design | Yes |  | Yes | Yes | Yes | Yes |  | ACTIVE | Identified by Karlo 26/10/21 |  | Yes | Parent |  |  | 1.4.1.1 | Station | RTO | RTO
658 | FPS-410 | Glass Smoke Barrier | 681 | HWW | FPS-410 | Glass Smoke Barrier | FPS - FIRE PROTECTION SYSTEMS | Architectural Design | Yes |  | Yes | Yes | Yes | Yes |  | ACTIVE | Identified by Karlo 26/10/21 |  | Yes | Parent |  |  | 1.4.1.1 | Station | RTO | RTO
659 | FPS-420 | Large Glass Smoke Barrier | 681 | HWW | FPS-420 | Large Glass Smoke Barrier | FPS - FIRE PROTECTION SYSTEMS | Architectural Design | Yes |  | No | Yes | Yes | Yes |  | ACTIVE | Identified by Karlo 26/10/21 |  | Yes | Parent |  |  | 1.4.1.1 | Station | RTO | RTO
660 | FPS-500 | FIRE FILLER | [8 empty] | No | [5 empty] | Heading only
661 | FPS-501 | Fire Sealing Filler | Project Engineer's Specification | By Project Engineer | FPS-501 | Fire Sealing Filler | FPS - FIRE PROTECTION SYSTEMS | Architectural Design | Yes |  | No | Yes | No | No |  | ACTIVE | Identified by Karlo 26/10/21 |  | Yes | Child |  |  | 1.4.1.1 | Station | RTO | RTO
662 | FPS-600 | WALL PENETRATION FIRE STOPPING | [8 empty] | No | [5 empty] | Heading only
663 | FPS-601 | Wall Penetration Fire Stopping | Project Engineer's Specification | By Project Engineer | FPS-601 | Wall Penetration Fire Stopping | FPS - FIRE PROTECTION SYSTEMS | Architectural Design | Yes |  | No | Yes | Yes | Yes |  | ACTIVE | Identified by Karlo 26/10/21 |  | Yes | Child |  |  | 1.4.1.1 | Station | RTO | RTO
664 | FPS-700 | FLOOR PENETRATION FIRE STOPPING | [8 empty] | No | [5 empty] | Heading only
665 | FPS-701 | Floor Penetration Fire Stopping | Project Engineer's Specification | By Project Engineer | FPS-701 | Floor Penetration Fire Stopping | FPS - FIRE PROTECTION SYSTEMS | Architectural Design | Yes |  | No | Yes | Yes | Yes |  | ACTIVE | Identified by Karlo 26/10/21 |  | Yes | Child |  | not recorded | 1.4.1.1 | Station | RTO | RTO
666 | FPS-800 | FLOOR FIRE PROTECTION SYSTEM | [8 empty] | No | [5 empty] | Heading only
667 | FPS-801 | Floor Hatch Fire Protection System | 453 | HWW | FPS-801 | Floor Hatch Fire Protection System | FPS - FIRE PROTECTION SYSTEMS | Architectural Design | Yes |  | No | Yes | Yes | Yes |  | ACTIVE | Identified by Karlo 26/10/21 |  | Yes | Parent |  | not recorded | 1.4.1.1 | Station | RTO | RTO
668 | GRL | GRILLE - WALL | [8 empty] | No | [5 empty] | Heading only
669 | GRL-100 | GRILLE - WALL - METAL | [8 empty] | No | [5 empty] | Heading only
670 | GRL-101 | Ventilation Louvre - Galvanised | 451 | HWW | GRL-101 | Ventilation Louvre - Galvanised | GRL - GRILLE - WALL | Architectural Design | No |  | Yes | Yes | No | No |  | ACTIVE | Identified as not required by Karlo 26/10/21 |  |  | Parent |  | not recorded | 1.4.1.1 | Station | RTO | RTO
671 | GRL-110 | Ventilation Louvre - Stainless Steel | 451 | HWW | GRL-110 | Ventilation Louvre - Stainless Steel | GRL - GRILLE - WALL | Architectural Design | No |  | Yes | Yes | No | No |  | ACTIVE | Identified as not required by Karlo 26/10/21 |  |  | Parent |  | not recorded | 1.4.1.1 | Station | RTO | RTO
672 | GRL-120 | Ventilation Louvre - Aluminium | 451 | HWW | GRL-120 | Ventilation Louvre - Aluminium | GRL - GRILLE - WALL | Architectural Design | No |  | Yes | Yes | No | No |  | ACTIVE | Identified as not required by Karlo 26/10/21 |  |  | Parent |  | not recorded | 1.4.1.1 | Station | RTO | RTO
673 | GRL-122 | Integrated Ventilation Louvres - Aluminium | 451 | HWW | GRL-122 | Integrated Ventilation Louvres - Aluminium | GRL - GRILLE - WALL | Architectural Design | No |  | No | Yes | No | No |  | ACTIVE | Identified as not required by Karlo 26/10/21 |  |  | Parent |  | not recorded | 1.4.1.1 | Station | RTO | RTO
674 | GRL-124 | Integrated Ventilation Louvre - Removable - Aluminium | 451 | HWW | GRL-124 | Integrated Ventilation Louvre - Removable - Aluminium | GRL - GRILLE - WALL | Architectural Design | No |  | Yes | Yes | No | No |  | ACTIVE | Identified as not required by Karlo 26/10/21 |  |  | Parent |  | not recorded | 1.4.1.1 | Station | RTO | RTO
675 | GRL-126 | Flangeless Air Grille - Degraves (FR) | 451 | HWW | GRL-126 | Flangeless Air Grille - Degraves (FR) | GRL - GRILLE - WALL | Architectural Design | No |  | No | Yes | No | No |  | ACTIVE | Identified as not required by Karlo 31/03/2022 |  |  | Parent |  |  | 1.4.1.1 | Station | RTO | RTO
676 | GRL-200 | GRILLE - COWL - METAL | [8 empty] | No | [5 empty] | Heading only
677 | GRL-210 | Ventilation Cowl - Stainless Steel | 451 | HWW | GRL-210 | Ventilation Cowl - Stainless Steel | GRL - GRILLE - WALL | Architectural Design | No |  | Yes | Yes | No | No |  | ACTIVE | Identified as not required by Karlo 26/10/21 |  |  | Parent |  |  | 1.4.1.1 | Station | RTO | RTO
678 | GRL-300 | GRILLE - METAL | [8 empty] | No | [5 empty] | Heading only
679 | GRL-301 | Trafficable Floor Grating with Bird Mesh - FOH | 552 | HWW | GRL-301 | Trafficable Floor Grating with Bird Mesh - FOH | GRL - GRILLE - WALL | Architectural Design | No |  | Yes | Yes | No | No |  | ACTIVE | Identified as not required by Karlo 26/10/21 |  | Yes | Child |  | not recorded | 1.4.1.1 | Station | RTO | RTO
680 | GRL-302 | Trafficable Floor Grating - BOH Vent Shafts | Project Engineer's Specification | By Project Engineer | GRL-302 | Trafficable Floor Grating - BOH Vent Shafts | GRL - GRILLE - WALL | Architectural Design | No |  | Yes | Yes | No | No |  | ACTIVE | Identified as not required by Karlo 26/10/21 |  | Yes | Child |  | not recorded | 1.4.1.1 | Station | RTO | RTO
681 | INL | INTERNAL LININGS | [8 empty] | No | [5 empty] | Heading only
682 | INL-100 | GRC WALL LINING | [8 empty] | No | [5 empty] | Heading only
683 | INL-101 | GRC Lining Panel | 522 | HWW | INL-101 | GRC Lining Panel | INL - INTERNAL LININGS | Architectural Design | No |  | Yes | Yes | No | No |  | ACTIVE | Identified as not required by Karlo 26/10/21 |  |  | Child |  |  | 1.4.1.1 | Station | RTO | RTO
684 | INL-102 | GRC Lining Panel with Lozenge Inset | 522 | HWW | INL-102 | GRC Lining Panel with Lozenge Inset | INL - INTERNAL LININGS | Architectural Design | No |  | No | Yes | No | No |  | NOT IN SCOPE | Identified as not required by Karlo 26/10/21 |  |  | Child |  |  | 1.4.1.1 | Station | RTO | RTO
685 | INL-103 | GRC Lining with Concealed Fixing Track | 522 | HWW | INL-103 | GRC Lining with Concealed Fixing Track | INL - INTERNAL LININGS | Architectural Design | No |  | No | Yes | No | No |  | NOT IN SCOPE | Identified as not required by Karlo 26/10/21 |  |  | Child |  |  | 1.4.1.1 | Station | RTO | RTO
686 | INL-104 | GRC Lining Panel with Acoustic Perforations | 522 | HWW | INL-104 | GRC Lining Panel with Acoustic Perforations | INL - INTERNAL LININGS | Architectural Design | No |  | Yes | Yes | No | No |  | ACTIVE | Identified as not required by Karlo 26/10/21 |  |  | Child |  |  | 1.4.1.1 | Station | RTO | RTO
687 | INL-105 | GRC Lining Panel Access Door | 522 | HWW | INL-105 | GRC Lining Panel Access Door | INL - INTERNAL LININGS | Architectural Design | Yes |  | Yes | Yes | Yes | Yes |  | ACTIVE | Identified by Karlo 26/10/21 |  | Yes | Parent | Facilities | D0 | 1.4.1.1 | Station | RTO | RTO
688 | INL-106 | GRC Lining Panel with Curved Profile | 522 | HWW | INL-106 | GRC Lining Panel with Curved Profile | INL - INTERNAL LININGS | Architectural Design | No |  | No | Yes | No | No |  | NOT IN SCOPE | Identified as not required by Karlo 26/10/21 |  |  | Child |  |  | 1.4.1.1 | Station | RTO | RTO
689 | INL-107 | GRC Lining with Access Panel | 522 | HWW | INL-107 | GRC Lining with Access Panel | INL - INTERNAL LININGS | Architectural Design | Yes |  | No | Yes | Yes | Yes |  | NOT IN SCOPE | Identified by Karlo 26/10/21 |  |  | Child |  |  | 1.4.1.1 | Station | RTO | RTO
690 | INL-108 | GRC Lining Panel - Custom Profile - Trinocular | 522 | HWW | INL-108 | GRC Lining Panel - Custom Profile - Trinocular | INL - INTERNAL LININGS | Architectural Design | No |  | No | Yes | No | No |  | NOT IN SCOPE | Identified as not required by Karlo 26/10/21 |  |  | Child |  |  | 1.4.1.1 | Station | RTO | RTO
691 | INL-109 | GRC Lining Panel with Round Diffuser | 522 | HWW | INL-109 | GRC Lining Panel with Round Diffuser | INL - INTERNAL LININGS | Architectural Design | No |  | No | Yes | No | No |  | NOT IN SCOPE | Identified as not required by Karlo 26/10/21 |  |  | Child |  |  | 1.4.1.1 | Station | RTO | RTO
692 | INL-120 | GRC Lining Panel - Shark Gills | 522 | HWW | INL-120 | GRC Lining Panel - Shark Gills | INL - INTERNAL LININGS | Architectural Design | No |  | No | Yes | No | No |  | NOT IN SCOPE | Identified as not required by Karlo 26/10/21 |  |  | Child |  |  | 1.4.1.1 | Station | RTO | RTO
693 | INL-121 | GRC Lining Panel - Curved Shark Gills | 522 | HWW | INL-121 | GRC Lining Panel - Curved Shark Gills | INL - INTERNAL LININGS | Architectural Design | No |  | No | Yes | No | No |  | NOT IN SCOPE | Identified as not required by Karlo 26/10/21 |  |  | Child |  |  | 1.4.1.1 | Station | RTO | RTO
694 | INL-140 | GRC Lining Collar | 522 | HWW | INL-140 | GRC Lining Collar | INL - INTERNAL LININGS | Architectural Design | No |  | No | Yes | No | No |  | NOT IN SCOPE | Identified as not required by Karlo 26/10/21 |  |  | Child |  |  | 1.4.1.1 | Station | RTO | RTO
695 | INL-150 | GRC Lining - Slab Edge | 522 | HWW | INL-150 | GRC Lining - Slab Edge | INL - INTERNAL LININGS | Architectural Design | No |  | No | Yes | No | No |  | NOT IN SCOPE | Identified as not required by Karlo 26/10/21 |  |  | Child |  |  | 1.4.1.1 | Station | RTO | RTO
696 | INL-151 | GRC Lining - Slab Edge with Concealed Fixing Track | 522 | HWW | INL-151 | GRC Lining - Slab Edge with Concealed Fixing Track | INL - INTERNAL LININGS | Architectural Design | No |  | No | Yes | No | No |  | NOT IN SCOPE | Identified as not required by Karlo 26/10/21 |  |  | Child |  |  | 1.4.1.1 | Station | RTO | RTO
697 | Code Item Section Design Scope | [9 empty] | No | [5 empty] | Heading only
698 | INL-200 | BACK PAINTED GLASS LINING | [8 empty] | No | [5 empty] | Heading only
699 | INL-201 | Coloured Glass Wall Lining | 522 | HWW | INL-201 | Coloured Glass Wall Lining | INL - INTERNAL LININGS | Architectural Design | No |  | Yes | Yes | No | No |  | ACTIVE | Identified as not required by Karlo 26/10/21 |  |  | Child |  |  | 1.4.1.1 | Station | RTO | RTO
700 | INL-202 | Coloured Glass Wall Lining - Curved Panel | 522 | HWW | INL-202 | Coloured Glass Wall Lining - Curved Panel | INL - INTERNAL LININGS | Architectural Design | No |  | No | Yes | No | No |  | NOT IN SCOPE | Identified as not required by Karlo 26/10/21 |  |  | Child |  |  | 1.4.1.1 | Station | RTO | RTO
701 | INL-203 | Coloured Glass Wall Lining - Access Panel | 522 | HWW | INL-203 | Coloured Glass Wall Lining - Access Panel | INL - INTERNAL LININGS | Architectural Design | Yes |  | Yes | Yes | Yes | Yes |  | ACTIVE | Identified by Karlo 26/10/21 |  | Yes | Child |  |  | 1.4.1.1 | Station | RTO | RTO
702 | INL-204 | Coloured Glass Wall Lining - Contrast | 522 | HWW | INL-204 | Coloured Glass Wall Lining - Contrast | INL - INTERNAL LININGS | Architectural Design | No |  | Yes | Yes | No | No |  | ACTIVE | Identified as not required by Karlo 26/10/21 |  |  | Child |  |  | 1.4.1.1 | Station | RTO | RTO
703 | INL-205 | Coloured Glass Wall Lining - Access Door | 522 | HWW | INL-205 | Coloured Glass Wall Lining - Access Door | INL - INTERNAL LININGS | Architectural Design | Yes |  | Yes | Yes | Yes | Yes |  | ACTIVE | Identified by Karlo 26/10/21 |  | Yes | Child |  | not recorded | 1.4.1.1 | Station | RTO | RTO
704 | INL-250 | Coloured Glass Wall Lining - Splash Back | 522 | HWW | INL-250 | Coloured Glass Wall Lining - Splash Back | INL - INTERNAL LININGS | Architectural Design | No |  | Yes | Yes | No | No |  | ACTIVE | Identified as not required by Karlo 26/10/21 |  |  | Child |  |  | 1.4.1.1 | Station | RTO | RTO
705 | INL-260 | Clear Glass Wall Lining | 522 | HWW | INL-260 | Clear Glass Wall Lining | INL - INTERNAL LININGS | Architectural Design | No |  | No | Yes | No | No |  | ACTIVE | Identified as not required by Karlo 31/03/2022 |  |  | Child |  |  | 1.4.1.1 | Station | RTO | RTO
706 | INL-261 | Clear Glass Wall Lining - Access Door | 522 | HWW | INL-261 | Clear Glass Wall Lining - Access Door | INL - INTERNAL LININGS | Architectural Design | No |  | No | Yes | No | No |  | ACTIVE | Identified as not required by Karlo 31/03/2022 |  | Yes | Child |  | not recorded | 1.4.1.1 | Station | RTO | RTO
707 | INL-300 | METAL LINING | [8 empty] | No | [5 empty] | Heading only
708 | INL-301 | Perforated Metal Lining - Acoustic | 522 | HWW | INL-301 | Perforated Metal Lining - Acoustic | INL - INTERNAL LININGS | Architectural Design | No |  | Yes | Yes | No | No |  | ACTIVE | Identified as not required by Karlo 26/10/21 |  |  | Child |  |  | 1.4.1.1 | Station | RTO | RTO
709 | INL-302 | Perforated Metal Wall Lining - Lozenge - Acoustic | 522 | HWW | INL-302 | Perforated Metal Wall Lining - Lozenge - Acoustic | INL - INTERNAL LININGS | Architectural Design | No |  | No | Yes | No | No |  | NOT IN SCOPE | Identified as not required by Karlo 26/10/21 |  |  | Child |  |  | 1.4.1.1 | Station | RTO | RTO
710 | INL-303 | Flat Metal Lining | 522 | HWW | INL-303 | Flat Metal Lining | INL - INTERNAL LININGS | Architectural Design | No |  | Yes | Yes | No | No |  | ACTIVE | Identified as not required by Karlo 26/10/21 |  |  | Child |  |  | 1.4.1.1 | Station | RTO | RTO
711 | INL-304 | Flat Metal Lining Access Panel | 522 | HWW | INL-304 | Flat Metal Lining Access Panel | INL - INTERNAL LININGS | Architectural Design | Yes |  | No | Yes | Yes | Yes |  | NOT IN SCOPE | Identified by Karlo 26/10/21 |  |  | Child |  |  | 1.4.1.1 | Station | RTO | RTO
712 | INL-320 | Metal Lining - Escalator | 522 | HWW | INL-320 | Metal Lining - Escalator | INL - INTERNAL LININGS | Architectural Design | No |  | Yes | Yes | No | No |  | ACTIVE | Identified as not required by Karlo 26/10/21 |  |  | Child |  |  | 1.4.1.1 | Station | RTO | RTO
713 | INL-325 | Metal Lining - Infill Lining Escalators | 522 | HWW | INL-325 | Metal Lining - Infill Lining Escalators | INL - INTERNAL LININGS | Architectural Design | No |  | Yes | Yes | No | No |  | ACTIVE | Identified as not required by Karlo 26/10/21 |  |  | Child |  |  | 1.4.1.1 | Station | RTO | RTO
714 | INL-326 | Metal Lining - Infill Escalators - Trafficable | 522 | HWW | INL-326 | Metal Lining - Infill Escalators - Trafficable | INL - INTERNAL LININGS | Architectural Design | No |  | No | Yes | No | No |  | ACTIVE | Identified as not required by Karlo 31/03/2022 |  |  | Child |  |  | 1.4.1.1 | Station | RTO | RTO
715 | INL-340 | Perforated Ribbed Lining Panel - Acoustic | 522 | HWW | INL-340 | Perforated Ribbed Lining Panel - Acoustic | INL - INTERNAL LININGS | Architectural Design | No |  | Yes | Yes | No | No |  | ACTIVE | Identified as not required by Karlo 26/10/21 |  |  | Child |  |  | 1.4.1.1 | Station | RTO | RTO
716 | INL-341 | Perforated Ribbed Metal Lining Panel with SS Insert - Acoustic | 522 | HWW | INL-341 | Perforated Ribbed Metal Lining Panel with SS Insert - Acoustic | INL - INTERNAL LININGS | Architectural Design | No |  | Yes | Yes | No | No |  | ACTIVE | Identified as not required by Karlo 26/10/21 |  |  | Child |  |  | 1.4.1.1 | Station | RTO | RTO
717 | INL-342 | Perforated Ribbed Metal Lining Panel | 522 | HWW | INL-342 | Perforated Ribbed Metal Lining Panel | INL - INTERNAL LININGS | Architectural Design | No |  | No | Yes | No | No |  | ACTIVE | Identified as not required by Karlo 31/03/2022 |  |  | Child |  |  | 1.4.1.1 | Station | RTO | RTO
718 | INL-344 | Perforated Ribbed Metal Lining Access Panel - Acoustic | 522 | HWW | INL-344 | Perforated Ribbed Metal Lining Access Panel - Acoustic | INL - INTERNAL LININGS | Architectural Design | No |  | Yes | Yes | No | No |  | ACTIVE | Identified as not required by Karlo 26/10/21 |  |  | Child |  |  | 1.4.1.1 | Station | RTO | RTO
719 | INL-345 | Perforated Ribbed Metal Lining Panel with Articulated Joints - Acoustic | 522 | HWW | INL-345 | Perforated Ribbed Metal Lining Panel with Articulated Joints - Acoustic | INL - INTERNAL LININGS | Architectural Design | No |  | Yes | Yes | No | No |  | ACTIVE | Identified as not required by Karlo 26/10/21 |  |  | Child |  |  | 1.4.1.1 | Station | RTO | RTO
720 | INL-350 | Flat Metal Lining Exterior | 522 | HWW | INL-350 | Flat Metal Lining Exterior | INL - INTERNAL LININGS | Architectural Design | No |  | Yes | Yes | No | No |  | ACTIVE | Identified as not required by Karlo 26/10/21 |  |  | Child |  |  | 1.4.1.1 | Station | RTO | RTO
721 | INL-351 | Stainless Steel Window Sill above Metal Lining - CBDN | 522 | HWW | INL-351 | Stainless Steel Window Sill above Metal Lining - CBDN | INL - INTERNAL LININGS | Architectural Design | No |  | Yes | Yes | No | No |  | ACTIVE | Identified as not required by Karlo 26/10/21 |  |  | Child |  |  | 1.4.1.1 | Station | RTO | RTO
722 | INL-352 | Perforated Anodised Acoustic Cladding - DOM Closer Piece | 522 | HWW | INL-352 | Perforated Anodised Acoustic Cladding - DOM Closer Piece | INL - INTERNAL LININGS | Architectural Design | No |  | No | Yes | No | No |  | NOT IN SCOPE | Identified as not required by Karlo 26/10/21 |  |  | Child |  |  | 1.4.1.1 | Station | RTO | RTO
723 | INL-353 | Stainless Steel Lining | 522 | HWW | INL-353 | Stainless Steel Lining | INL - INTERNAL LININGS | Architectural Design | No |  | No | Yes | No | No |  | ACTIVE | Identified as not required by Karlo 31/03/2022 |  |  | Child |  |  | 1.4.1.1 | Station | RTO | RTO
724 | INL-360 | Metal Lining with Backing Board | 522 | HWW | INL-360 | Metal Lining with Backing Board | INL - INTERNAL LININGS | Architectural Design | No |  | Yes | Yes | No | No |  | ACTIVE | Identified as not required by Karlo 26/10/21 |  |  | Child |  |  | 1.4.1.1 | Station | RTO | RTO
725 | INL-361 | Stainless Steel Lining with Backing Board | 522 | HWW | INL-361 | Stainless Steel Lining with Backing Board | INL - INTERNAL LININGS | Architectural Design | No |  | Yes | Yes | No | No |  | ACTIVE | Identified as not required by Karlo 26/10/21 |  |  | Child |  |  | 1.4.1.1 | Station | RTO | RTO
726 | INL-362 | Metal Lining with Backing Board - Curved | 522 | HWW | INL-362 | Metal Lining with Backing Board - Curved | INL - INTERNAL LININGS | Architectural Design | No |  | No | Yes | No | No |  | NOT IN SCOPE | Identified as not required by Karlo 26/10/21 |  |  | Child |  |  | 1.4.1.1 | Station | RTO | RTO
727 | INL-363 | Formed Stainless Steel Cover Plate - CBDS | 522 | HWW | INL-363 | Formed Stainless Steel Cover Plate - CBDS | INL - INTERNAL LININGS | Architectural Design | No |  | No | Yes | No | No |  | ACTIVE | Identified as not required by Karlo 26/10/21 |  |  | Child |  |  | 1.4.1.1 | Station | RTO | RTO
728 | INL-365 | Stainless Steel Infill Panel - CBDN | 522 | HWW | INL-365 | Stainless Steel Infill Panel - CBDN | INL - INTERNAL LININGS | Architectural Design | No |  | No | Yes | No | No |  | ACTIVE | Identified as not required by Karlo 31/03/2022 |  |  | Child |  |  | 1.4.1.1 | Station | RTO | RTO
729 | INL-370 | Metal Lining Closer | 522 | HWW | INL-370 | Metal Lining Closer | INL - INTERNAL LININGS | Architectural Design | No |  | Yes | Yes | No | No |  | ACTIVE | Identified as not required by Karlo 26/10/21 |  |  | Child |  |  | 1.4.1.1 | Station | RTO | RTO
730 | INL-390 | Metal Channel to Edge of Metal Lining | 522 | HWW | INL-390 | Metal Channel to Edge of Metal Lining | INL - INTERNAL LININGS | Architectural Design | No |  | Yes | Yes | No | No |  | ACTIVE | Identified as not required by Karlo 26/10/21 |  |  | Child |  |  | 1.4.1.1 | Station | RTO | RTO
731 | INL-391 | Flat Metal Lining (CBDN) | 522 | HWW | INL-391 | Flat Metal Lining (CBDN) | INL - INTERNAL LININGS | Architectural Design | No |  | No | Yes | No | No |  | ACTIVE | Identified as not required by Karlo 31/03/2022 |  |  | Child |  |  | 1.4.1.1 | Station | RTO | RTO
732 | INL-400 | TILING | [8 empty] | No | [5 empty] | Heading only
733 | INL-401 | BOH Sanitary Room Tiling | 631 | HWW | INL-401 | BOH Sanitary Room Tiling | INL - INTERNAL LININGS | Architectural Design | No |  | Yes | Yes | No | No |  | ACTIVE | Identified as not required by Karlo 26/10/21 |  |  | Child |  |  | 1.4.1.1 | Station | RTO | RTO
734 | INL-402 | FOH Tiling to FSS Link (CBDS) | 631 | HWW | INL-402 | FOH Tiling to FSS Link (CBDS) | INL - INTERNAL LININGS | Architectural Design | No |  | Yes | Yes | No | No |  | ACTIVE | Identified as not required by Karlo 26/10/21 |  |  | Child |  |  | 1.4.1.1 | Station | RTO | RTO
735 | INL-410 | Tiling to Match Existing - Degraves | 631 | HWW | INL-410 | Tiling to Match Existing - Degraves | INL - INTERNAL LININGS | Architectural Design | No |  | No | Yes | No | No |  | ACTIVE | Identified as not required by Karlo 26/10/21 |  |  | Parent |  |  | 1.4.1.1 | Station | RTO | RTO
736 | INL-500 | DRY LINING | [8 empty] | No | [5 empty] | Heading only
737 | INL-510 | Dry Lining 85mm Zone | 522 | HWW | INL-510 | Dry Lining 85mm Zone | INL - INTERNAL LININGS | Architectural Design | No |  | No | Yes | No | No |  | ACTIVE | Identified as not required by Karlo 31/03/2022 |  |  | Child |  |  | 1.4.1.1 | Station | RTO | RTO
738 | INL-520 | Dry Lining 115mm Zone | 522 | HWW | INL-520 | Dry Lining 85mm Zone | INL - INTERNAL LININGS | Architectural Design | No |  | Yes | Yes | No | No |  | ACTIVE | Identified as not required by Karlo 26/10/21 |  |  | Child |  |  | 1.4.1.1 | Station | RTO | RTO
739 | INL-530 | Dry Lining 120mm Zone | 522 | HWW | INL-530 | Dry Lining 120mm Zone | INL - INTERNAL LININGS | Architectural Design | No |  | No | Yes | No | No |  | ACTIVE | Identified as not required by Karlo 31/03/2022 |  |  | Child |  |  | 1.4.1.1 | Station | RTO | RTO
740 | INL-540 | Dry Lining - Insulated 140mm Zone | 522 | HWW | INL-540 | Dry Lining - Insulated 125mm Zone | INL - INTERNAL LININGS | Architectural Design | No |  | Yes | Yes | No | No |  | ACTIVE | Identified as not required by Karlo 26/10/21 |  |  | Child |  |  | 1.4.1.1 | Station | RTO | RTO
741 | INL-560 | Dry Lining - Insulated 132mm Zone | 522 | HWW | INL-560 | Dry Lining - Insulated 132mm Zone | INL - INTERNAL LININGS | Architectural Design | No |  | Yes | Yes | No | No |  | ACTIVE | Identified as not required by Karlo 26/10/21 |  |  | Child |  |  | 1.4.1.1 | Station | RTO | RTO
742 | INL-900 | MISCELANEOUS LINING | [8 empty] | No | [5 empty] | Heading only
743 | INL-901 | Void Edge Cladding Panel - DOM | 522 | HWW | INL-901 | Void Edge Cladding Panel - DOM | INL - INTERNAL LININGS | Architectural Design | No |  | Yes | Yes | No | No |  | ACTIVE | Identified as not required by Karlo 26/10/21 |  |  | Child |  |  | 1.4.1.1 | Station | RTO | RTO
744 | INL-910 | Integrated Panelling System - 140mm Zone | 522 | HWW | INL-910 | Integrated Panelling System - 125mm Zone | INL - INTERNAL LININGS | Architectural Design | No |  | Yes | Yes | No | No |  | ACTIVE | Identified as not required by Karlo 26/10/21 |  |  | Child |  |  | 1.4.1.1 | Station | RTO | RTO
745 | INL-911 | Integrated Panelling System - 100mm Zone | 522 | HWW | INL-911 | Integrated Panelling System - 85mm Zone | INL - INTERNAL LININGS | Architectural Design | No |  | Yes | Yes | No | No |  | ACTIVE | Identified as not required by Karlo 26/10/21 |  |  | Child |  |  | 1.4.1.1 | Station | RTO | RTO
746 | INL-920 | Column Lining - Campbell Arcade | 522 | HWW | INL-920 | Column Lining - Campbell Arcade | INL - INTERNAL LININGS | Architectural Design | No |  | No | Yes | No | No |  | ACTIVE | Identified as not required by Karlo 26/10/21 |  |  | Child |  |  | 1.4.1.1 | Station | RTO | RTO
747 | INL-950 | Plenum Lining System | 522 | HWW | INL-950 | Plenum Lining System | INL - INTERNAL LININGS | Architectural Design | No |  | No | Yes | No | No |  | ACTIVE | Identified as not required by Karlo 31/03/2022 |  |  | Child |  |  | 1.4.1.1 | Station | RTO | RTO
748 | INL-980 | Heavy Duty Vinyl Lining | 522 | HWW | INL-980 | Heavy Duty Vinyl Lining | INL - INTERNAL LININGS | Architectural Design | No |  | Yes | Yes | No | No |  | ACTIVE | Identified as not required by Karlo 26/10/21 |  |  | Child |  |  | 1.4.1.1 | Station | RTO | RTO
749 | INL-990 | BOH Acoustic Fan/ Plenum Room Lining - 50mm | 522 | HWW | INL-990 | BOH Acoustic Fan/ Plenum Room Lining - 50mm | INL - INTERNAL LININGS | Architectural Design | No |  | Yes | Yes | No | No |  | ACTIVE | Identified as not required by Karlo 26/10/21 |  |  | Child |  |  | 1.4.1.1 | Station | RTO | RTO
750 | INL-991 | BOH Acoustic Fan/ Plenum Room Lining - 100mm | 522 | HWW | INL-991 | BOH Acoustic Fan/ Plenum Room Lining - 100mm | INL - INTERNAL LININGS | Architectural Design | No |  | Yes | Yes | No | No |  | ACTIVE | Identified as not required by Karlo 26/10/21 |  |  | Child |  |  | 1.4.1.1 | Station | RTO | RTO
751 | INS | INSULATION | [8 empty] | No | [5 empty] | Heading only
752 | INS-100 | ACOUSTIC INSULATION | [8 empty] | No | [5 empty] | Heading only
753 | INS-101 | Wall Insulation | 819 | HWW | INS-101 | Wall Insulation | INS - INSULATION | Architectural Design | No |  | Yes | Yes | No | No |  | ACTIVE | Identified as not required by Karlo 26/10/21 |  |  | Child |  |  | 1.4.1.1 | Station | RTO | RTO
754 | INS-102 | Wall Insulation | 819 | HWW | INS-102 | Wall Insulation | INS - INSULATION | Architectural Design | No |  | No | Yes | No | No |  | ACTIVE | Identified as not required by Karlo 26/10/21 |  |  | Child |  |  | 1.4.1.1 | Station | RTO | RTO
755 | INS-110 | Ceiling Insulation | 819 | HWW | INS-110 | Ceiling Insulation | INS - INSULATION | Architectural Design | No |  | Yes | Yes | No | No |  | ACTIVE | Identified as not required by Karlo 26/10/21 |  |  | Child |  |  | 1.4.1.1 | Station | RTO | RTO
756 | INS-120 | Floor Insulation | 819 | HWW | INS-120 | Floor Insulation | INS - INSULATION | Architectural Design | No |  | Yes | Yes | No | No |  | ACTIVE | Identified as not required by Karlo 26/10/21 |  | Yes | Child |  | not recorded | 1.4.1.1 | Station | RTO | RTO
757 | INS-130 | Roof-Ceiling Insulation | 819 | HWW | INS-130 | Roof-Ceiling Insulation | INS - INSULATION | Architectural Design | No |  | Yes | Yes | No | No |  | ACTIVE | Identified as not required by Karlo 26/10/21 |  |  | Child |  | not recorded | 1.4.1.1 | Station | RTO | RTO
758 | INS-140 | Portal Roof Insulation | 819 | HWW | INS-140 | Portal Roof Insulation | INS - INSULATION | Architectural Design | No |  | No | Yes | No | No |  | ACTIVE | Identified as not required by Karlo 26/10/21 |  |  | Child |  | not recorded | 1.4.1.1 | Station | RTO | RTO
759 | IWS | INTERNAL WALL SYSTEMS | [8 empty] | No | [5 empty] | Heading only
760 | IWS-100 | CUBICLE PARTITION SYSTEMS | [8 empty] | No | [5 empty] | Heading only
761 | Code Item Section Design Scope | [9 empty] | No | [5 empty] | Heading only
762 | IWS-101 | Cubicle Partition System | 525 | HWW | IWS-101 | Cubicle Partition System | IWS - INTERNAL WALL SYSTEMS | Architectural Design | No |  | Yes | Yes | No | No |  | ACTIVE | Identified as not required by Karlo 26/10/21 |  |  | Parent |  |  | 1.4.1.1 | Station | RTO | RTO
763 | IWS-200 | GLAZED INTERNAL PARTITIONS | [8 empty] | No | [5 empty] | Heading only
764 | IWS-201 | Internal Glazed Wall System | 451 | HWW | IWS-201 | Internal Glazed Wall System | IWS - INTERNAL WALL SYSTEMS | Architectural Design | No |  | Yes | Yes | No | No |  | ACTIVE | Identified as not required by Karlo 26/10/21 |  |  | Parent |  |  | 1.4.1.1 | Station | RTO | RTO
765 | IWS-210 | Internal Retail Cladding - Glazed | 451 | HWW | IWS-210 | Internal Retail Cladding - Glazed | IWS - INTERNAL WALL SYSTEMS | Architectural Design | No |  | Yes | Yes | No | No |  | ACTIVE | Identified as not required by Karlo 26/10/21 |  |  | Child |  |  | 1.4.1.1 | Station | RTO | RTO
766 | IWS-220 | Internal Glazed Wall System - Degraves | 451 | HWW | IWS-220 | Internal Glazed Wall System - Degraves | IWS - INTERNAL WALL SYSTEMS | Architectural Design | No |  | No | Yes | No | No |  | ACTIVE | Identified as not required by Karlo 26/10/21 |  |  | Parent |  |  | 1.4.1.1 | Station | RTO | RTO
767 | IWS-300 | STUD WALL SYSTEM | [8 empty] | No | [5 empty] | Heading only
768 | IWS-320 | Stud Partition - 120mm | 522 | HWW | IWS-320 | Stud Partition - 120mm | IWS - INTERNAL WALL SYSTEMS | Architectural Design | No |  | Yes | Yes | No | No |  | ACTIVE | Identified as not required by Karlo 26/10/21 |  |  | Child |  |  | 1.4.1.1 | Station | RTO | RTO
769 | IWS-321 | Metal Lining - Perforated SS with Acoustic Lining | 522 | HWW | IWS-321 | Metal Lining - Perforated SS with Acoustic Lining | IWS - INTERNAL WALL SYSTEMS | Architectural Design | No |  | No | Yes | No | No |  | ACTIVE | Identified as not required by Karlo 31/03/2022 |  |  | Child |  |  | 1.4.1.1 | Station | RTO | RTO
770 | IWS-330 | Acoustic Partition Wall - 215mm | 522 | HWW | IWS-330 | Acoustic Partition Wall - 215mm | IWS - INTERNAL WALL SYSTEMS | Architectural Design | No |  | Yes | Yes | No | No |  | ACTIVE | Identified as not required by Karlo 26/10/21 |  |  | Parent |  |  | 1.4.1.1 | Station | RTO | RTO
771 | IWS-340 | Double Stud Partition Wall | 522 | HWW | IWS-340 | Double Stud Partition Wall | IWS - INTERNAL WALL SYSTEMS | Architectural Design | No |  | Yes | Yes | No | No |  | ACTIVE | Identified as not required by Karlo 26/10/21 |  |  | Parent |  |  | 1.4.1.1 | Station | RTO | RTO
772 | IWS-350 | Bridged Chase Wall - PKV Cafe | 522 | HWW | IWS-350 | Bridged Chase Wall - PKV Cafe | IWS - INTERNAL WALL SYSTEMS | Architectural Design | No |  | Yes | Yes | No | No |  | ACTIVE | Identified as not required by Karlo 26/10/21 |  |  | Parent |  |  | 1.4.1.1 | Station | RTO | RTO
773 | IWS-360 | Vending Machine Partition | 522 | HWW | IWS-360 | Vending Machine Partition | IWS - INTERNAL WALL SYSTEMS | Architectural Design | No |  | No | Yes | No | No |  | ACTIVE | Identified as not required by Karlo 31/03/2022 |  |  | Child |  |  | 1.4.1.1 | Station | RTO | RTO
774 | IWS-400 | PLATFORM EDGE STRUCTURE | [8 empty] | No | [5 empty] | Heading only
775 | IWS-401 | Platform Edge Screen Cladding - Box Station | Project Engineer's Specification | By Project Engineer | IWS-401 | Platform Edge Screen Cladding - Box Station | IWS - INTERNAL WALL SYSTEMS | Architectural Design | No |  | Yes | Yes | No | No |  | ACTIVE | Identified as not required by Karlo 26/10/21 |  |  | Child |  | not recorded | 1.4.1.1 | Station | RTO | RTO
776 | IWS-402 | Platform Edge Screen Cladding - Cavern Station | Project Engineer's Specification | By Project Engineer | IWS-402 | Platform Edge Screen Cladding - Cavern Station | IWS - INTERNAL WALL SYSTEMS | Architectural Design | No |  | No | Yes | No | No |  | ACTIVE | Identified as not required by Karlo 26/10/21 |  |  | Child |  | not recorded | 1.4.1.1 | Station | RTO | RTO
777 | IWS-500 | PARTITION WALL SYSTEM | [8 empty] | No | [5 empty] | Heading only
778 | IWS-502 | Dry Wall ECS Partiion | 522 | HWW | IWS-502 | Dry Wall ECS Partiion | IWS - INTERNAL WALL SYSTEMS | Architectural Design | No |  | Yes | Yes | No | No |  | ACTIVE | Identified as not required by Karlo 26/10/21 |  |  | Parent |  |  | 1.4.1.1 | Station | RTO | RTO
779 | IWS-503 | Partition System Under Stair - FR | 522 | HWW | IWS-503 | Partition System Under Stair - FR | IWS - INTERNAL WALL SYSTEMS | Architectural Design | No |  | Yes | Yes | No | No |  | ACTIVE | Identified as not required by Karlo 26/10/21 |  |  | Parent |  | not recorded | 1.4.1.1 | Station | RTO | RTO
780 | IWS-510 | Partition Wall System | 522 | HWW | IWS-510 | Partition Wall System | IWS - INTERNAL WALL SYSTEMS | Architectural Design | No |  | Yes | Yes | No | No |  | ACTIVE | Identified as not required by Karlo 26/10/21 |  |  | Parent |  |  | 1.4.1.1 | Station | RTO | RTO
781 | IWS-511 | Partition Wall System - Caulked | 522 | HWW | IWS-511 | Partition Wall System - Caulked | IWS - INTERNAL WALL SYSTEMS | Architectural Design | No |  | Yes | Yes | No | No |  | ACTIVE | Identified as not required by Karlo 26/10/21 |  |  | Parent |  |  | 1.4.1.1 | Station | RTO | RTO
782 | IWS-520 | Core Filled Partition System - Acoustic | 522 | HWW | IWS-520 | Core Filled Partition System - Acoustic | IWS - INTERNAL WALL SYSTEMS | Architectural Design | No |  | No | Yes | No | No |  | ACTIVE | Identified as not required by Karlo 31/03/2022 |  |  | Child |  |  | 1.4.1.1 | Station | RTO | RTO
783 | MCJ | MOVEMENT / CONTROL JOINTS - FLOOR | [8 empty] | No | [5 empty] | Heading only
784 | MCJ-100 | CONTROL JOINTS - FLOOR | [8 empty] | No | [5 empty] | Heading only
785 | MCJ-101 | Floor Expansion Joint - Trafficable FOH Stone Flooring | 552 | HWW | MCJ-101 | Floor Expansion Joint - Trafficable FOH Stone Paving | MCJ - MOVEMENT / CONTROL JOINTS - FLOOR | Architectural Design | No |  | Yes | Yes | No | No |  | ACTIVE | Identified as not required by Karlo 26/10/21 |  | Yes | Parent |  | not recorded | 1.4.6.3 | Landscape | RTO | RTO
786 | MCJ-102 | Floor Expansion Joint - Trafficable FOH Stone Flooring | 552 | HWW | MCJ-102 | Floor Expansion Joint - Trafficable FOH to BOH | MCJ - MOVEMENT / CONTROL JOINTS - FLOOR | Architectural Design | No |  | No | Yes | No | No |  | ACTIVE | Identified as not required by Karlo 26/10/21 |  | Yes | Child |  | not recorded | 1.4.1.1 | Station | RTO | RTO
787 | MCJ-103 | Floor Expansion Joint - Trafficable FOH Toilets | 552 | HWW | MCJ-103 | Floor Expansion Joint - Trafficable FOH Toilets | MCJ - MOVEMENT / CONTROL JOINTS - FLOOR | Architectural Design | No |  | No | Yes | No | No |  | ACTIVE | Identified as not required by Karlo 26/10/21 |  | Yes | Child |  | not recorded | 1.4.1.1 | Station | RTO | RTO
788 | MCJ-200 | MOVEMENTJOINTS - FLOOR | [8 empty] | No | [5 empty] | Heading only
789 | MCJ-201 | Non Slip Plate Movement Joint | 552 | HWW | MCJ-201 | Floor Movement Joint - Trafficable FOH Stone Paving | MCJ - MOVEMENT / CONTROL JOINTS - FLOOR | Architectural Design | No |  | Yes | Yes | No | No |  | ACTIVE | Identified as not required by Karlo 26/10/21 |  | Yes | Parent |  | not recorded | 1.4.6.3 | Landscape | RTO | RTO
790 | MCJ-202 | Non Slip Plate Movement Joint | 552 | HWW | MCJ-202 | Non Slip Plate Movement Joint | MCJ - MOVEMENT / CONTROL JOINTS - FLOOR | Architectural Design | No |  | Yes | Yes | No | No |  | ACTIVE | Identified as not required by Karlo 26/10/21 |  |  | Child |  |  | 1.4.1.1 | Station | RTO | RTO
791 | MEP | MEP | [8 empty] | No | [5 empty] | Heading only
792 | MEP-100 | RETICULATION | [8 empty] | No | [5 empty] | Heading only
793 | MEP-101 | Electrical/ Communications Reticulation | Project Engineer's Specification | By Project Engineer | MEP-101 | Electrical/ Communications Reticulation | MEP - MEP | Architectural Design | No |  | No | Yes | No | No |  | ACTIVE | Identified as not required by Karlo 26/10/21 |  |  | Parent |  |  | 1.4.1.1 | Station | RTO | RTO
794 | MEP-120 | Ductwork | Project Engineer's Specification | By Project Engineer | MEP-120 | Ductwork | MEP - MEP | Architectural Design | No |  | No | Yes | No | No |  | ACTIVE | Identified as not required by Karlo 26/10/21 |  |  | Parent |  |  | 1.4.3 | Station Mechanical & Electrical | RTO | RTO
795 | MEP-160 | Cable Conduit | Project Engineer's Specification | By Project Engineer | MEP-160 | Cable Conduit | MEP - MEP | Architectural Design | No |  | No | Yes | No | No |  | ACTIVE | Identified as not required by Karlo 26/10/21 |  |  | Parent |  |  | 1.4.3 | Station Mechanical & Electrical | RTO | RTO
796 | MEP-170 | Stainless Steel Service Beam for Street Portals | 552 | HWW | MEP-170 | Stainless Steel Service Beam for Street Portals | MEP - MEP | Architectural Design | No |  | Yes | Yes | No | No |  | ACTIVE | Identified as not required by Karlo 26/10/21 |  |  | Parent |  |  | 1.4.3 | Station Mechanical & Electrical | RTO | RTO
797 | MEP-171 | OSD Grille | Project Engineer's Specification | By Project Engineer | MEP-171 | OSD Grille | MEP - MEP | Architectural Design | No |  | No | Yes | No | No |  | ACTIVE | Identified as not required by Karlo 26/10/21 |  |  | Parent |  |  | 1.4.3 | Station Mechanical & Electrical | RTO | RTO
798 | MEP-172 | Stainless Steel Service Bar | 552 | HWW | MEP-172 | Stainless Steel Service Bar | MEP - MEP | Architectural Design | No |  | No | Yes | No | No |  | ACTIVE | Identified as not required by Karlo 26/10/21 |  |  | Parent |  |  | 1.4.3 | Station Mechanical & Electrical | RTO | RTO
799 | MEP-200 | ELECTRICAL | [8 empty] | No | [5 empty] | Heading only
800 | MEP-201 | Typical Light Fitting | Project Engineer's Specification | By Project Engineer | MEP-201 | Typical Light Fitting | MEP - MEP | Architectural Design | No |  | No | Yes | No | No |  | ACTIVE | Identified as not required by Karlo 26/10/21 |  |  | Parent |  |  | 1.1.6 | Lighting | Unallocated | RTO
801 | MEP-202 | Drum - Central Light | Project Engineer's Specification | By Project Engineer | MEP-202 | Drum - Central Light | MEP - MEP | Architectural Design | Yes |  | No | Yes | Yes | Yes |  | ACTIVE | Identified by Karlo 26/10/21 |  | Yes | Parent |  |  | 1.1.6 | Lighting | Unallocated | RTO
802 | MEP-203 | Drum - Circular Light | Project Engineer's Specification | By Project Engineer | MEP-203 | Drum - Circular Light | MEP - MEP | Architectural Design | Yes |  | No | Yes | Yes | Yes |  | ACTIVE | Identified by Karlo 26/10/21 |  | Yes | Parent |  |  | 1.1.6 | Lighting | Unallocated | RTO
803 | MEP-204 | Drum/ Pendant Light | Project Engineer's Specification | By Project Engineer | MEP-204 | Drum/ Pendant Light | MEP - MEP | Architectural Design | Yes |  | No | Yes | Yes | Yes |  | ACTIVE | Identified by Karlo 26/10/21 |  | Yes | Parent |  |  | 1.1.6 | Lighting | Unallocated | RTO
804 | MEP-205 | Pendant Light | Project Engineer's Specification | By Project Engineer | MEP-205 | Pendant Light | MEP - MEP | Architectural Design | Yes |  | No | Yes | Yes | Yes |  | ACTIVE | Identified by Karlo 26/10/21 |  | Yes | Parent |  |  | 1.1.6 | Lighting | Unallocated | RTO
805 | MEP-206 | Canister Light | Project Engineer's Specification | By Project Engineer | MEP-206 | Canister Light | MEP - MEP | Architectural Design | Yes |  | Yes | Yes | Yes | Yes |  | ACTIVE | Identified by Karlo 26/10/21 |  | Yes | Parent |  |  | 1.1.6 | Lighting | Unallocated | RTO
806 | Code Item Section Design Scope | [9 empty] | No | [5 empty] | Heading only
807 | MEP-208 | Recessed Light Fitting | Project Engineer's Specification | By Project Engineer | MEP-208 | Recessed Light Fitting | MEP - MEP | Architectural Design | Yes |  | No | Yes | Yes | Yes |  | ACTIVE | Identified by Karlo 26/10/21 |  | Yes | Parent |  |  | 1.1.6 | Lighting | Unallocated | RTO
808 | MEP-211 | Linear LED Light | Project Engineer's Specification | By Project Engineer | MEP-211 | Linear LED Light | MEP - MEP | Architectural Design | Yes |  | No | Yes | Yes | Yes |  | ACTIVE | Identified by Karlo 26/10/21 |  | Yes | Parent |  |  | 1.1.6 | Lighting | Unallocated | RTO
809 | MEP-212 | Linear LED Light | Project Engineer's Specification | By Project Engineer | MEP-212 | Linear LED Light | MEP - MEP | Architectural Design | Yes |  | No | Yes | Yes | Yes |  | ACTIVE | Identified by Karlo 26/10/21 |  | Yes | Parent |  |  | 1.1.6 | Lighting | Unallocated | RTO
810 | MEP-213 | Directional LED | Project Engineer's Specification | By Project Engineer | MEP-213 | Directional LED | MEP - MEP | Architectural Design | Yes |  | No | Yes | Yes | Yes |  | ACTIVE | Identified by Karlo 26/10/21 |  | Yes | Parent |  |  | 1.4.3 | Station Mechanical & Electrical | RTO | RTO
811 | MEP-215 | Integrated Wayfinding Lighting - Lifts | Project Engineer's Specification | By Project Engineer | MEP-215 | Integrated Wayfinding Lighting - Lifts | MEP - MEP | Architectural Design | Yes |  | No | Yes | Yes | Yes |  | ACTIVE | Identified by Karlo 26/10/21 |  | Yes | Parent |  |  | 1.1.3.1 | Vertical Transport | MCo | RTO
812 | MEP-216 | Integrated Wayfinding Lighting - Escalators | Project Engineer's Specification | By Project Engineer | MEP-216 | Integrated Wayfinding Lighting - Escalators | MEP - MEP | Architectural Design | Yes |  | No | Yes | Yes | Yes |  | ACTIVE | Identified by Karlo 26/10/21 |  | Yes | Parent |  |  | 1.1.3.1 | Vertical Transport | MCo | RTO
813 | MEP-217 | Sign Illumination LED Module | Project Engineer's Specification | By Project Engineer | MEP-217 | Sign Illumination LED Module | MEP - MEP | Architectural Design | Yes |  | No | Yes | Yes | Yes |  | ACTIVE | Identified by Karlo 26/10/21 |  | Yes | Parent | Facilities | SI | 1.4.6.2 | Signage | RTO | RTO
814 | MEP-218 | Recessed Ceiling Can Light | Project Engineer's Specification | By Project Engineer | MEP-218 | Recessed Ceiling Can Light | MEP - MEP | Architectural Design | Yes |  | No | Yes | Yes | Yes |  | ACTIVE | Identified by Karlo 26/10/21 |  | Yes | Parent |  |  | 1.4.1.1 | Station | RTO | RTO
815 | MEP-230 | Emergency Lighting | Project Engineer's Specification | By Project Engineer | MEP-230 | Emergency Lighting | MEP - MEP | Architectural Design | Yes |  | No | Yes | Yes | Yes |  | ACTIVE | Identified by Karlo 26/10/21 |  | Yes | Parent |  |  | 1.1.6 | Lighting | Unallocated | RTO
816 | MEP-250 | General Power Socket - Single | Project Engineer's Specification | By Project Engineer | MEP-250 | General Power Socket - Single | MEP - MEP | Architectural Design | No |  | No | Yes | No | No |  | ACTIVE | Identified as not required by Karlo 26/10/21 |  |  | Parent |  |  | 1.4.3 | Station Mechanical & Electrical | RTO | RTO
817 | MEP-251 | General Power Outlet - Double | Project Engineer's Specification | By Project Engineer | MEP-251 | General Power Outlet - Double | MEP - MEP | Architectural Design | No |  | No | Yes | No | No |  | ACTIVE | Identified as not required by Karlo 26/10/21 |  |  | Parent |  |  | 1.4.3 | Station Mechanical & Electrical | RTO | RTO
818 | MEP-252 | Data Outlet | Project Engineer's Specification | By Project Engineer | MEP-252 | Data Outlet | MEP - MEP | Architectural Design | No |  | No | Yes | No | No |  | ACTIVE | Identified as not required by Karlo 26/10/21 |  |  | Parent |  |  | 1.4.3 | Station Mechanical & Electrical | RTO | RTO
819 | MEP-253 | Light Switch | Project Engineer's Specification | By Project Engineer | MEP-253 | Light Switch | MEP - MEP | Architectural Design | No |  | No | Yes | No | No |  | ACTIVE | Identified as not required by Karlo 26/10/21 |  |  | Parent |  |  | 1.1.6 | Lighting | Unallocated | RTO
820 | MEP-254 | Duress Push Button | Project Engineer's Specification | By Project Engineer | MEP-254 | Duress Push Button | MEP - MEP | Architectural Design | No |  | No | Yes | No | No |  | ACTIVE | Identified as not required by Karlo 26/10/21 |  |  | Parent |  |  | 1.4.3 | Station Mechanical & Electrical | RTO | RTO
821 | MEP-255 | Request to Exit Button | Project Engineer's Specification | By Project Engineer | MEP-255 | Request to Exit Button | MEP - MEP | Architectural Design | No |  | No | Yes | No | No |  | ACTIVE | Identified as not required by Karlo 26/10/21 |  |  | Parent |  |  | 1.4.3 | Station Mechanical & Electrical | RTO | RTO
822 | MEP-256 | Card Reader | Project Engineer's Specification | By Project Engineer | MEP-256 | Card Reader | MEP - MEP | Architectural Design | No |  | No | Yes | No | No |  | ACTIVE | Identified as not required by Karlo 26/10/21 |  |  | Parent |  |  | 1.4.3 | Station Mechanical & Electrical | RTO | RTO
823 | MEP-257 | Break Glass Emergency Exit Release | Project Engineer's Specification | By Project Engineer | MEP-257 | Break Glass Emergency Exit Release | MEP - MEP | Architectural Design | No |  | No | Yes | No | No |  | ACTIVE | Identified as not required by Karlo 26/10/21 |  |  | Parent |  |  | 1.4.3 | Station Mechanical & Electrical | RTO | RTO
824 | MEP-258 | Remote Arming Station | Project Engineer's Specification | By Project Engineer | MEP-258 | Remote Arming Station | MEP - MEP | Architectural Design | No |  | No | Yes | No | No |  | ACTIVE | Identified as not required by Karlo 26/10/21 |  |  | Parent |  |  | 1.4.3 | Station Mechanical & Electrical | RTO | RTO
825 | MEP-259 | Privacy Door System (PDS) | 453 | HWW | MEP-259 | Privacy Door System (PDS) | MEP - MEP | Architectural Design | No |  | Yes | Yes | No | No |  | ACTIVE | Identified by Karlo 26/10/21 |  | Yes | Parent |  | not recorded | 1.4.1.1 | Station | RTO | RTO
826 | MEP-260 | Key Override | Project Engineer's Specification | By Project Engineer | MEP-260 | Key Override | MEP - MEP | Architectural Design | No |  | No | Yes | No | No |  | ACTIVE | Identified as not required by Karlo 26/10/21 |  |  | Parent |  |  | 1.4.3 | Station Mechanical & Electrical | RTO | RTO
827 | MEP-261 | Linear LED - Colour (CBDN) | Project Engineer's Specification | By Project Engineer | MEP-261 | Linear LED - Colour (CBDN) | MEP - MEP | Architectural Design | Yes |  | No | Yes | Yes | Yes |  | ACTIVE | Identified by Karlo 26/10/21 |  | Yes | Parent |  |  | 1.4.3 | Station Mechanical & Electrical | RTO | RTO
828 | MEP-262 | Linear LED - Colour (CBDN) | Project Engineer's Specification | By Project Engineer | MEP-262 | Linear LED - Colour (CBDN) | MEP - MEP | Architectural Design | Yes |  | No | Yes | Yes | Yes |  | ACTIVE | Identified by Karlo 26/10/21 |  | Yes | Parent |  |  | 1.4.3 | Station Mechanical & Electrical | RTO | RTO
829 | MEP-270 | PSD Isolation Mat | 412 | HWW | MEP-270 | PSD Isolation Mat | MEP - MEP | Architectural Design | No |  | No | Yes | No | No |  | ACTIVE | Identified as not required by Karlo 26/10/21 |  |  | Parent |  |  | 1.4.3 | Station Mechanical & Electrical | RTO | RTO
830 | MEP-271 | Portal Strip Light | Project Engineer's Specification | By Project Engineer | MEP-271 | Portal Strip Light | MEP - MEP | Architectural Design | No |  | No | Yes | No | No |  | ACTIVE | Identified as not required by Karlo 26/10/21 |  |  | Parent |  |  | 1.1.6 | Lighting | Unallocated | RTO
831 | MEP-300 | CCTV | [8 empty] | No | [5 empty] | Heading only
832 | MEP-310 | Analytical Camera | Project Engineer's Specification | By Project Engineer | MEP-310 | Analytical Camera | MEP - MEP | Architectural Design | Yes |  | No | Yes | Yes | Yes |  | ACTIVE | Identified by Karlo 26/10/21 |  | Yes | Parent |  |  | 1.2.1 | CCTV/Security MGMT | RTO | RTO
833 | MEP-320 | CCTV Fixed Camera | Project Engineer's Specification | By Project Engineer | MEP-320 | CCTV Fixed Camera | MEP - MEP | Architectural Design | Yes |  | No | Yes | Yes | Yes |  | ACTIVE | Identified by Karlo 26/10/21 |  | Yes | Parent |  |  | 1.2.1 | CCTV/Security MGMT | RTO | RTO
834 | Code Item Section Design Scope | [9 empty] | No | [5 empty] | Heading only
835 | MEP-330 | CCTV PTZ Camera | Project Engineer's Specification | By Project Engineer | MEP-330 | CCTV PTZ Camera | MEP - MEP | Architectural Design | Yes |  | No | Yes | Yes | Yes |  | ACTIVE | Identified by Karlo 26/10/21 |  | Yes | Parent |  |  | 1.2.1 | CCTV/Security MGMT | RTO | RTO
836 | MEP-340 | CCTV PDS Camera | Project Engineer's Specification | By Project Engineer | MEP-340 | CCTV PDS Camera | MEP - MEP | Architectural Design | Yes |  | No | Yes | Yes | Yes |  | ACTIVE | Identified by Karlo 26/10/21 |  | Yes | Parent |  |  | 1.2.1 | CCTV/Security MGMT | RTO | RTO
837 | MEP-400 | COMMUNICATION SYSTEMS | [8 empty] | No | [5 empty] | Heading only
838 | MEP-401 | PA Speaker | Project Engineer's Specification | By Project Engineer | MEP-401 | PA Speaker | MEP - MEP | Architectural Design | Yes |  | No | Yes | Yes | Yes |  | ACTIVE | Identified by Karlo 26/10/21 |  | Yes | Parent |  |  | 1.2.1 | CCTV/Security MGMT | RTO | RTO
839 | MEP-410 | Emergency Warning Announcement System Speaker | Project Engineer's Specification | By Project Engineer | MEP-410 | Emergency Warning Announcement System Speaker | MEP - MEP | Architectural Design | Yes |  | No | Yes | Yes | Yes |  | ACTIVE | Identified by Karlo 26/10/21 |  | Yes | Parent |  |  | 1.2.1 | CCTV/Security MGMT | RTO | RTO
840 | MEP-430 | Distributed Antenna System (DAS) | Project Engineer's Specification | By Project Engineer | MEP-430 | Distributed Antenna System (DAS) | MEP - MEP | Architectural Design | No |  | No | Yes | No | No |  | ACTIVE | Identified as not required by Karlo 26/10/21 |  |  | Child |  |  | 1.4.3 | Station Mechanical & Electrical | RTO | RTO
841 | MEP-435 | Directional Antenna - Dome | Project Engineer's Specification | By Project Engineer | MEP-435 | Directional Antenna - Dome | MEP - MEP | Architectural Design | No |  | No | Yes | No | No |  | ACTIVE | Identified as not required by Karlo 26/10/21 |  |  | Child |  |  | 1.4.3 | Station Mechanical & Electrical | RTO | RTO
842 | MEP-436 | Directional Antenna - Flat | Project Engineer's Specification | By Project Engineer | MEP-436 | Directional Antenna - Flat | MEP - MEP | Architectural Design | No |  | No | Yes | No | No |  | ACTIVE | Identified as not required by Karlo 26/10/21 |  |  | Child |  |  | 1.4.3 | Station Mechanical & Electrical | RTO | RTO
843 | MEP-440 | Wi-Fi Access Point | Project Engineer's Specification | By Project Engineer | MEP-440 | Wi-Fi Access Point | MEP - MEP | Architectural Design | No |  | No | Yes | No | No |  | ACTIVE | Identified as not required by Karlo 26/10/21 |  |  | Parent |  |  | 1.4.3 | Station Mechanical & Electrical | RTO | RTO
844 | MEP-450 | PID | Project Engineer's Specification | By Project Engineer | MEP-450 | PID | MEP - MEP | Architectural Design | Yes |  | No | Yes | Yes | Yes |  | ACTIVE | Identified by Karlo 26/10/21 |  | Yes | Parent |  |  | 1.4.3 | Station Mechanical & Electrical | RTO | RTO
845 | MEP-480 | Emergency Do Not Enter | Project Engineer's Specification | By Project Engineer | MEP-480 | Emergency Do Not Enter | MEP - MEP | Architectural Design | Yes |  | No | Yes | Yes | Yes |  | ACTIVE | Identified by Karlo 26/10/21 |  | Yes | Parent |  |  | 1.4.3 | Station Mechanical & Electrical | RTO | RTO
846 | MEP-490 | Audible Alarm | Project Engineer's Specification | By Project Engineer | MEP-490 | Audible Alarm | MEP - MEP | Architectural Design | No |  | No | Yes | No | No |  | ACTIVE | Identified as not required by Karlo 26/10/21 |  |  | Parent |  |  | 1.4.3 | Station Mechanical & Electrical | RTO | RTO
847 | MEP-491 | Visual Alarm | Project Engineer's Specification | By Project Engineer | MEP-491 | Visual Alarm | MEP - MEP | Architectural Design | No |  | No | Yes | No | No |  | ACTIVE | Identified as not required by Karlo 26/10/21 |  |  | Parent |  |  | 1.4.3 | Station Mechanical & Electrical | RTO | RTO
848 | MEP-492 | Auxillary Alarm | Project Engineer's Specification | By Project Engineer | MEP-492 | Auxillary Alarm | MEP - MEP | Architectural Design | No |  | No | Yes | No | No |  | ACTIVE | Identified as not required by Karlo 26/10/21 |  |  | Parent |  |  | 1.4.3 | Station Mechanical & Electrical | RTO | RTO
849 | MEP-493 | Wireless Microphone Antenna | Project Engineer's Specification | By Project Engineer | MEP-493 | Wireless Microphone Antenna | MEP - MEP | Architectural Design | No |  | No | Yes | No | No |  | ACTIVE | Identified as not required by Karlo 26/10/21 |  |  | Child |  |  | 1.4.3 | Station Mechanical & Electrical | RTO | RTO
850 | MEP-494 | AGC Microphone Antenna | Project Engineer's Specification | By Project Engineer | MEP-494 | AGC Microphone Antenna | MEP - MEP | Architectural Design | No |  | No | Yes | No | No |  | ACTIVE | Identified as not required by Karlo 26/10/21 |  |  | Child |  |  | 1.4.3 | Station Mechanical & Electrical | RTO | RTO
851 | MEP-500 | DISPERSION (LOUVRES / DIFFUSION JETS) | [8 empty] | No | [5 empty] | Heading only
852 | MEP-501 | Dispersion | Project Engineer's Specification | By Project Engineer | MEP-501 | Dispersion | MEP - MEP | Architectural Design | No |  | No | Yes | No | No |  | ACTIVE | Identified as not required by Karlo 26/10/21 |  |  | Parent |  |  | 1.4.3 | Station Mechanical & Electrical | RTO | RTO
853 | MEP-520 | Louvres | Project Engineer's Specification | By Project Engineer | MEP-520 | Louvres | MEP - MEP | Architectural Design | No |  | Yes | Yes | No | No |  | ACTIVE | Identified by Karlo 26/10/21 |  |  | Parent |  | not recorded | 1.4.1.1 | Station | RTO | RTO
854 | MEP-521 | Acoustic Louvre | 451 | HWW | MEP-521 | Acoustic Louvre | MEP - MEP | Architectural Design | No |  | Yes | Yes | No | No |  | ACTIVE | Identified by Karlo 26/10/21 |  |  | Parent |  | not recorded | 1.4.1.1 | Station | RTO | RTO
855 | MEP-550 | Jet Diffuser | Project Engineer's Specification | By Project Engineer | MEP-550 | Jet Diffuser | MEP - MEP | Architectural Design | No |  | Yes | Yes | No | No |  | ACTIVE | Identified as not required by Karlo 26/10/21 |  |  | Parent |  |  | 1.4.3 | Station Mechanical & Electrical | RTO | RTO
856 | MEP-551 | Swirl Diffuser | Project Engineer's Specification | By Project Engineer | MEP-551 | Swirl Diffuser | MEP - MEP | Architectural Design | No |  | No | Yes | No | No |  | ACTIVE | Identified as not required by Karlo 26/10/21 |  |  | Parent |  |  | 1.4.3 | Station Mechanical & Electrical | RTO | RTO
857 | MEP-560 | Venitaltion Bank (ISS) | Project Engineer's Specification | By Project Engineer | MEP-560 | Venitaltion Bank (ISS) | MEP - MEP | Architectural Design | No |  | Yes | Yes | No | No |  | ACTIVE | Identified as not required by Karlo 26/10/21 |  |  | Parent |  |  | 1.4.3 | Station Mechanical & Electrical | RTO | RTO
858 | MEP-600 | EQUIPMENT | [8 empty] | No | [5 empty] | Heading only
859 | MEP-610 | Help Point | Project Engineer's Specification | By Project Engineer | MEP-610 | Help Point | MEP - MEP | Architectural Design | Yes |  | No | Yes | Yes | Yes |  | ACTIVE | Identified by Karlo 26/10/21 |  | Yes | Parent |  |  | 1.4.3 | Station Mechanical & Electrical | RTO | RTO
860 | MEP-611 | Emergency Call Button | Project Engineer's Specification | By Project Engineer | MEP-611 | Emergency Call Button | MEP - MEP | Architectural Design | Yes |  | Yes | Yes | Yes | Yes |  | ACTIVE | Identified by Karlo 26/10/21 |  | Yes | Parent |  |  | 1.4.3 | Station Mechanical & Electrical | RTO | RTO
861 | MEP-620 | Telephone | Project Engineer's Specification | By Project Engineer | MEP-620 | Telephone | MEP - MEP | Architectural Design | Yes |  | No | Yes | Yes | Yes |  | ACTIVE | Identified by Karlo 26/10/21 |  | Yes | Parent |  |  | 1.4.3 | Station Mechanical & Electrical | RTO | RTO
862 | MEP-630 | Photovoltaic Panel | Project Engineer's Specification | By Project Engineer | MEP-630 | Photovoltaic Panel | MEP - MEP | Architectural Design | Yes |  | No | Yes | Yes | Yes |  | ACTIVE | Identified by Karlo 26/10/21 |  | Yes | Parent |  |  | 1.4.3 | Station Mechanical & Electrical | RTO | RTO
863 | Code Item Section Design Scope | [9 empty] | No | [5 empty] | Heading only
864 | MEP-640 | MEP Plant | Project Engineer's Specification | By Project Engineer | MEP-640 | MEP Plant | MEP - MEP | Architectural Design | Yes |  | No | Yes | Yes | Yes |  | ACTIVE | Identified by Karlo 26/10/21 |  | Yes | Parent |  |  | 1.4.3 | Station Mechanical & Electrical | RTO | RTO
865 | MEP-650 | Floor Mounted Davit Crane Socket | Project Engineer's Specification | By Project Engineer | MEP-650 | Floor Mounted Davit Crane Socket | MEP - MEP | Architectural Design | Yes |  | Yes | Yes | Yes | Yes |  | ACTIVE | Identified by Karlo 26/10/21 |  | Yes | Parent |  | not recorded | 1.4.1.1 | Station | RTO | RTO
866 | MEP-651 | SEOS (Station Emeergency Open System) | Project Engineer's Specification | By Project Engineer | MEP-651 | SEOS (Station Emeergency Open System) | MEP - MEP | Architectural Design | Yes |  | No | Yes | Yes | Yes |  | ACTIVE | Identified by Karlo 31/03/2022 |  | Yes | Parent |  |  | 1.4.3 | Station Mechanical & Electrical | RTO | RTO
867 | MEP-652 | LEOS (Local Emergency Override System) | Project Engineer's Specification | By Project Engineer | MEP-652 | LEOS (Local Emergency Override System) | MEP - MEP | Architectural Design | Yes |  | Yes | Yes | Yes | Yes |  | ACTIVE | Identified by Karlo 26/10/21 |  | Yes | Parent |  |  | 1.4.3 | Station Mechanical & Electrical | RTO | RTO
868 | MEP-653 | Lift Control Box | Project Engineer's Specification | By Project Engineer | MEP-653 | Lift Control Box | MEP - MEP | Architectural Design | Yes |  | Yes | Yes | Yes | Yes |  | ACTIVE | Identified by Karlo 26/10/21 |  | Yes | Parent |  |  | 1.4.3 | Station Mechanical & Electrical | RTO | RTO
869 | MEP-654 | MFB Control Box | Project Engineer's Specification | By Project Engineer | MEP-654 | MFB Control Box | MEP - MEP | Architectural Design | Yes |  | No | Yes | Yes | Yes |  | ACTIVE | Identified by Karlo 26/10/21 |  | Yes | Parent |  |  | 1.4.3 | Station Mechanical & Electrical | RTO | RTO
870 | MEP-655 | Landing Call Button | Project Engineer's Specification | By Project Engineer | MEP-655 | Landing Call Button | MEP - MEP | Architectural Design | No |  | Yes | Yes | No | No |  | ACTIVE | Identified as not required by Karlo 26/10/21 |  |  | Parent |  |  | 1.4.3 | Station Mechanical & Electrical | RTO | RTO
871 | MEP-656 | Meeting Room Television | Project Engineer's Specification | By Project Engineer | MEP-656 | Meeting Room Television | MEP - MEP | Architectural Design | Yes |  | No | Yes | Yes | Yes |  | ACTIVE | Identified by Karlo 26/10/21 |  | Yes | Parent |  |  | 1.4.3 | Station Mechanical & Electrical | RTO | RTO
872 | MEP-657 | TOT (Ticket Office Terminal) | Project Engineer's Specification | By Project Engineer | MEP-657 | TOT (Ticket Office Terminal) | MEP - MEP | Architectural Design | Yes |  | No | Yes | Yes | Yes |  | ACTIVE | Identified by Karlo 31/03/2022 |  | Yes | Parent |  |  | 1.4.3 | Station Mechanical & Electrical | RTO | RTO
873 | MEP-658 | Myki Winterm | Project Engineer's Specification | By Project Engineer | MEP-658 | Myki Winterm | MEP - MEP | Architectural Design | Yes |  | No | Yes | Yes | Yes |  | ACTIVE | Identified by Karlo 31/03/2022 |  | Yes | Parent |  |  | 1.4.3 | Station Mechanical & Electrical | RTO | RTO
874 | MEP-700 | FIRE PROTECTION | [8 empty] | No | [5 empty] | Heading only
875 | MEP-710 | Fire Hose Reel | Project Engineer's Specification | By Project Engineer | MEP-710 | Fire Hose Reel | MEP - MEP | Architectural Design | Yes |  | Yes | Yes | Yes | Yes |  | ACTIVE | Identified by Karlo 26/10/21 |  | Yes | Parent |  |  | 1.4.3 | Station Mechanical & Electrical | RTO | RTO
876 | MEP-711 | Fire Indicator Panel | Project Engineer's Specification | By Project Engineer | MEP-711 | Fire Indicator Panel | MEP - MEP | Architectural Design | Yes |  | Yes | Yes | Yes | Yes |  | ACTIVE | Identified by Karlo 26/10/21 |  | Yes | Parent |  |  | 1.4.3 | Station Mechanical & Electrical | RTO | RTO
877 | MEP-720 | Sprinklers | Project Engineer's Specification | By Project Engineer | MEP-720 | Sprinklers | MEP - MEP | Architectural Design | Yes |  | No | Yes | Yes | Yes |  | ACTIVE | Identified by Karlo 26/10/21 |  | Yes | Parent |  |  | 1.4.3 | Station Mechanical & Electrical | RTO | RTO
878 | MEP-730 | Fire Extinguishers | Project Engineer's Specification | By Project Engineer | MEP-730 | Fire Extinguishers | MEP - MEP | Architectural Design | Yes |  | No | Yes | Yes | Yes |  | ACTIVE | Identified by Karlo 26/10/21 |  | Yes | Parent |  |  | 1.4.3 | Station Mechanical & Electrical | RTO | RTO
879 | MEP-750 | Fire Hydrant | Project Engineer's Specification | By Project Engineer | MEP-750 | Fire Hydrant | MEP - MEP | Architectural Design | Yes |  | No | Yes | Yes | Yes |  | ACTIVE | Identified by Karlo 26/10/21 |  | Yes | Parent |  |  | 1.4.3 | Station Mechanical & Electrical | RTO | RTO
880 | MEP-770 | Fire Detector | Project Engineer's Specification | By Project Engineer | MEP-770 | Fire Detector | MEP - MEP | Architectural Design | Yes |  | No | Yes | Yes | Yes |  | ACTIVE | Identified by Karlo 26/10/21 |  | Yes | Parent |  |  | 1.4.3 | Station Mechanical & Electrical | RTO | RTO
881 | MEP-771 | Smoke Detector | Project Engineer's Specification | By Project Engineer | MEP-771 | Smoke Detector | MEP - MEP | Architectural Design | Yes |  | No | Yes | Yes | Yes |  | ACTIVE | Identified by Karlo 26/10/21 |  | Yes | Parent |  |  | 1.4.3 | Station Mechanical & Electrical | RTO | RTO
882 | MEP-780 | Communications Equipment Housing | Project Engineer's Specification | By Project Engineer | MEP-780 | Communications Equipment Housing | MEP - MEP | Architectural Design | Yes |  | No | Yes | Yes | Yes |  | ACTIVE | Identified by Karlo 26/10/21 |  | Yes | Parent |  |  | 1.4.3 | Station Mechanical & Electrical | RTO | RTO
883 | MEP-800 | HYDRAULIC | [8 empty] | No | [5 empty] | Heading only
884 | MEP-810 | Floor Drain | 552 | HWW | MEP-810 | Floor Drain | MEP - MEP | Architectural Design | No |  | Yes | Yes | No | No |  | ACTIVE | Identified as not required by Karlo 26/10/21 |  | Yes | Parent |  | not recorded | 1.4.1.8 | Drains | RTO | RTO
885 | MEP-811 | Heel Guard Floor Drain | Project Engineer's Specification | By Project Engineer | MEP-811 | Heel Guard Floor Drain | MEP - MEP | Architectural Design | No |  | No | Yes | No | No |  | ACTIVE | Identified as not required by Karlo 26/10/21 |  | Yes | Parent |  | not recorded | 1.4.1.8 | Drains | RTO | RTO
886 | MEP-812 | 4 Sided Slot Drainage with Inset Finishes | Project Engineer's Specification | By Project Engineer | MEP-812 | 4 Sided Slot Drainage with Inset Finishes | MEP - MEP | Architectural Design | No |  | No | Yes | No | No |  | ACTIVE | Identified as not required by Karlo 26/10/21 |  |  | Parent |  |  | 1.4.1.8 | Drains | RTO | RTO
887 | MEP-813 | Floor Drain with Puddle Flange | Project Engineer's Specification | By Project Engineer | MEP-813 | Floor Drain with Puddle Flange | MEP - MEP | Architectural Design | No |  | No | Yes | No | No |  | ACTIVE | Identified as not required by Karlo 26/10/21 |  | Yes | Parent |  | not recorded | 1.4.1.8 | Drains | RTO | RTO
888 | MEP-814 | Floor Drain with Captive Ring | Project Engineer's Specification | By Project Engineer | MEP-814 | Floor Drain with Captive Ring | MEP - MEP | Architectural Design | No |  | No | Yes | No | No |  | ACTIVE | Identified as not required by Karlo 26/10/21 |  | Yes | Parent |  | not recorded | 1.4.1.8 | Drains | RTO | RTO
889 | MEP-820 | Rainwater Pipe | Project Engineer's Specification | By Project Engineer | MEP-820 | Rainwater Pipe | MEP - MEP | Architectural Design | No |  | Yes | Yes | No | No |  | ACTIVE | Identified as not required by Karlo 26/10/21 |  |  | Parent |  |  | 1.4.1.1 | Station | RTO | RTO
890 | MEP-821 | Stainless Steel Rain Water Pipe | 416 | HWW | MEP-821 | Stainless Steel Rain Water Pipe | MEP - MEP | Architectural Design | No |  | No | Yes | No | No |  | NOT IN SCOPE | Identified as not required by Karlo 26/10/21 |  |  | Parent |  |  | 1.4.1.1 | Station | RTO | RTO
891 | MEP-822 | Flexible Stainless Steel Rain Water Pipe Connection | Project Engineer's Specification | By Project Engineer | MEP-822 | Flexible Stainless Steel Rain Water Pipe Connection | MEP - MEP | Architectural Design | No |  | Yes | Yes | No | No |  | ACTIVE | Identified as not required by Karlo 26/10/21 |  |  | Parent |  |  | 1.4.1.1 | Station | RTO | RTO
892 | Code Item Section Design Scope | [9 empty] | No | [5 empty] | Heading only
893 | MEP-823 | Stainless Steel Rain Water Pipe | Project Engineer's Specification | By Project Engineer | MEP-823 | Stainless Steel Rain Water Pipe | MEP - MEP | Architectural Design | No |  | No | Yes | No | No |  | ACTIVE | Identified as not required by Karlo 26/10/21 |  |  | Parent |  |  | 1.4.1.1 | Station | RTO | RTO
894 | MEP-830 | Soil Vent Pipe | Project Engineer's Specification | By Project Engineer | MEP-830 | Soil Vent Pipe | MEP - MEP | Architectural Design | No |  | No | Yes | No | No |  | ACTIVE | Identified as not required by Karlo 26/10/21 |  |  | Parent |  |  | 1.4.1.1 | Station | RTO | RTO
895 | MEP-890 | Hot Water Unit | Project Engineer's Specification | By Project Engineer | MEP-890 | Hot Water Unit | MEP - MEP | Architectural Design | Yes |  | Yes | Yes | Yes | Yes |  | ACTIVE | Identified by Karlo 26/10/21 |  | Yes | Parent |  |  | 1.4.1.1 | Station | RTO | RTO
896 | MEP-891 | Thermostatic Mixing Valve | Project Engineer's Specification | By Project Engineer | MEP-891 | Thermostatic Mixing Valve | MEP - MEP | Architectural Design | Yes |  | No | Yes | Yes | Yes |  | ACTIVE | Identified by Karlo 26/10/21 |  | Yes | Parent |  |  | 1.4.1.1 | Station | RTO | RTO
897 | MEP-892 | Stainless Steel Overflow | Project Engineer's Specification | By Project Engineer | MEP-892 | Stainless Steel Overflow | MEP - MEP | Architectural Design | No |  | Yes | Yes | No | No |  | ACTIVE | Identified as not required by Karlo 26/10/21 |  |  | Parent |  |  | 1.4.1.1 | Station | RTO | RTO
898 | MEP-893 | Sump | Project Engineer's Specification | By Project Engieer | MEP-893 | Sump | MEP - MEP | Architectural Design | Yes |  | Yes | Yes | Yes | Yes |  | ACTIVE | Identified by Karlo 26/10/21 |  | Yes | Parent |  |  | 1.4.1.1 | Station | RTO | RTO
899 | MEP-900 | VERTICAL TRANSPORT | [8 empty] | No | [5 empty] | Heading only
900 | MEP-901 | Escalator | Project Engineer's Specification | By Project Engineer | MEP-901 | Escalator | MEP - MEP | Architectural Design | Yes |  | No | Yes | Yes | Yes |  | ACTIVE | Identified by Karlo 26/10/21 |  | Yes | Parent |  |  | 1.4.3.1 | Station Vertical Transport | RTO | RTO
901 | MEP-920 | Public Lift | Project Engineer's Specification | By Project Engineer | MEP-920 | Public Lift | MEP - MEP | Architectural Design | Yes |  | No | Yes | Yes | Yes |  | ACTIVE | Identified by Karlo 26/10/21 |  | Yes | Parent |  |  | 1.4.3.1.1 | Station Lift | RTO | RTO
902 | MEP-922 | Goods Lift | Project Engineer's Specification | By Project Engineer | MEP-922 | Goods Lift | MEP - MEP | Architectural Design | Yes |  | No | Yes | Yes | Yes |  | ACTIVE | Identified by Karlo 26/10/21 |  | Yes | Parent |  |  | 1.4.3.1.1 | Station Lift | RTO | RTO
903 | MEP-930 | BOH Lift | Project Engineer's Specification | By Project Engineer | MEP-930 | BOH Lift | MEP - MEP | Architectural Design | Yes |  | No | Yes | Yes | Yes |  | ACTIVE | Identified by Karlo 26/10/21 |  | Yes | Parent |  |  | 1.4.3.1.1 | Station Lift | RTO | RTO
904 | MEP-931 | BOH Lift with Glazed Door | Project Engineer's Specification | By Project Engineer | MEP-931 | BOH Lift with Glazed Door | MEP - MEP | Architectural Design | Yes |  | No | Yes | Yes | Yes |  | ACTIVE | Identified by Karlo 26/10/21 |  | Yes | Parent | Facilities | LE | 1.4.3.1 | Station Vertical Transport | RTO | RTO
905 | PNT | PAINT / CLEAR FINISHES | [8 empty] | No | [5 empty] | Heading only
906 | PNT-100 | STRUCTURAL SEALANT | [8 empty] | No | [5 empty] | Heading only
907 | PNT-101 | Stain Repel Sealer to Concrete and Structural Soffits | 671 | HWW | PNT-101 | Dust Proof Sealer to Concrete and Structural Soffits | PNT - PAINT / CLEAR FINISHES | Architectural Design | No |  | Yes | Yes | No | No |  | ACTIVE | Identified as not required by Karlo 26/10/21 |  |  | Child |  | not recorded | 1.4.1.1 | Station | RTO | RTO
908 | PNT-200 | STRUCTURAL STEEL - PROTECTIVE COATINGS | [8 empty] | No | [5 empty] | Heading only
909 | PNT-201 | Steel Protective Paint - Concealed Galvanised Steelwork Fire Protection 2 Hour FRL (C2, C3 and C4 Environment) | 345 | HWW | PNT-201 | Steel Protective Paint - Concealed Galvanised Steelwork Fire Protection 2 Hour FRL (C2, C3 and C4 | PNT - PAINT / CLEAR FINISHES | Architectural Design | No |  | No | Yes | No | No |  | ACTIVE | Identified as not required by Karlo 26/10/21 |  |  | Child |  |  | 1.4.1.1 | Station | RTO | RTO
910 | PNT-202 | Steel Protective Paint - Visible Steelwork Fire Protection 2 Hour FRL (C2, C3 and C4 Environment) | 345 | HWW | PNT-202 | Steel Protective Paint - Visible Steelwork Fire Protection 2 Hour FRL (C2, C3 and C4 Environment) | PNT - PAINT / CLEAR FINISHES | Architectural Design | No |  | No | Yes | No | No |  | ACTIVE | Identified as not required by Karlo 26/10/21 |  |  | Child |  |  | 1.4.1.1 | Station | RTO | RTO
911 | PNT-203 | Steel Protective Paint - Concealed Steelwork Fire Protection 2 Hour FRL (C2, C3 and C4 Environment) | 345 | HWW | PNT-203 | Steel Protective Paint - Concealed Steelwork Fire Protection 2 Hour FRL (C2, C3 and C4 Environment) | PNT - PAINT / CLEAR FINISHES | Architectural Design | No |  | No | Yes | No | No |  | ACTIVE | Identified as not required by Karlo 26/10/21 |  |  | Child |  |  | 1.4.1.1 | Station | RTO | RTO
912 | PNT-204 | Steel Protective Paint - Visible Steelwork (C2 and C3 Environment) | 345 | HWW | PNT-204 | Steel Protective Paint - Visible Steelwork (C2 and C3 Environment) | PNT - PAINT / CLEAR FINISHES | Architectural Design | No |  | No | Yes | No | No |  | ACTIVE | Identified as not required by Karlo 26/10/21 |  |  | Child |  |  | 1.4.1.1 | Station | RTO | RTO
913 | PNT-205 | Steel Protective Paint - Concealed Steelwork (C2 and C3 Environment) | 345 | HWW | PNT-205 | Steel Protective Paint - Concealed Steelwork (C2 and C3 Environment) | PNT - PAINT / CLEAR FINISHES | Architectural Design | No |  | No | Yes | No | No |  | ACTIVE | Identified as not required by Karlo 26/10/21 |  |  | Child |  |  | 1.4.1.1 | Station | RTO | RTO
914 | PNT-206 | Steel Protective Paint - Aluminium Structures (C2 and C3 Environment) | 345 | HWW | PNT-206 | Steel Protective Paint - Aluminium Structures (C2 and C3 Environment) | PNT - PAINT / CLEAR FINISHES | Architectural Design | No |  | No | Yes | No | No |  | ACTIVE | Identified as not required by Karlo 26/10/21 |  |  | Child |  |  | 1.4.1.1 | Station | RTO | RTO
915 | PNT-210 | Steel Protective Paint - Visible Metal Panel (Adjacent to FOH Doors) | 345 | HWW | PNT-210 | Steel Protective Paint - Visible Metal Panel (Adjacent to FOH Doors) | PNT - PAINT / CLEAR FINISHES | Architectural Design | No |  | No | Yes | No | No |  | ACTIVE | Identified as not required by Karlo 26/10/21 |  | Yes | Child |  | not recorded | 1.4.1.1 | Station | RTO | RTO
916 | PNT-220 | Stain to Concrete and Masonry - Western Portal | 671 | HWW | PNT-220 | Stain to Concrete and Masonry - Western Portal | PNT - PAINT / CLEAR FINISHES | Architectural Design | No |  | Yes | Yes | No | No |  | ACTIVE | Identified as not required by Karlo 26/10/21 |  |  | Child |  |  | 1.4.1.1 | Station | RTO | RTO
917 | PNT-300 | WALL PAINT | [8 empty] | No | [5 empty] | Heading only
918 | PNT-301 | Water Based Acrylic Paint for Internal Walls | 671 | HWW | PNT-301 | Water Based Acrylic Paint for Internal Walls | PNT - PAINT / CLEAR FINISHES | Architectural Design | No |  | No | Yes | No | No |  | ACTIVE | Identified as not required by Karlo 26/10/21 |  |  | Child |  |  | 1.4.1.1 | Station | RTO | RTO
919 | PNT-302 | Water Based Acrylic Paint for Internal Ceilings (Paper Faced Plasterboard Ceilings) | 671 | HWW | PNT-302 | Water Based Acrylic Paint for Internal Ceilings (Paper Faced Plasterboard Ceilings) | PNT - PAINT / CLEAR FINISHES | Architectural Design | No |  | No | Yes | No | No |  | ACTIVE | Identified as not required by Karlo 26/10/21 |  |  | Child |  |  | 1.4.1.1 | Station | RTO | RTO
920 | PNT-303 | Water Based Acrylic Paint for Internal Soffits | 671 | HWW | PNT-303 | Water Based Acrylic Paint for Internal Soffits | PNT - PAINT / CLEAR FINISHES | Architectural Design | No |  | No | Yes | No | No |  | ACTIVE | Identified as not required by Karlo 26/10/21 |  |  | Child |  |  | 1.4.1.1 | Station | RTO | RTO
921 | PNT-304 | Water Based Acrylic Paint for Internal Walls - Black | 671 | HWW | PNT-304 | Water Based Acrylic Paint for Internal Walls - Black | PNT - PAINT / CLEAR FINISHES | Architectural Design | No |  | No | Yes | No | No |  | ACTIVE | Identified as not required by Karlo 26/10/21 |  |  | Child |  |  | 1.4.1.1 | Station | RTO | RTO
922 | PNT-312 | Clear Non Sacrificial Anti-Graffiti Coating | 671 | HWW | PNT-312 | Clear Non Sacrificial Anti-Graffiti Coating | PNT - PAINT / CLEAR FINISHES | Architectural Design | No |  | No | Yes | No | No |  | ACTIVE | Identified as not required by Karlo 26/10/21 |  |  | Child |  |  | 1.4.1.1 | Station | RTO | RTO
923 | PNT-313 | Clear Sacrificial Anti-Graffiti Coating | 671 | HWW | PNT-313 | Clear Sacrificial Anti-Graffiti Coating | PNT - PAINT / CLEAR FINISHES | Architectural Design | No |  | No | Yes | No | No |  | ACTIVE | Identified as not required by Karlo 26/10/21 |  |  | Child |  |  | 1.4.1.1 | Station | RTO | RTO
924 | PNT-400 | FLOOR PAINT | [8 empty] | No | [5 empty] | Heading only
925 | PNT-401 | Water Based Epoxy Anti-Slip Floor Coating - Internal | 671 | HWW | PNT-401 | Water Based Epoxy Anti-Slip Floor Coating - Internal | PNT - PAINT / CLEAR FINISHES | Architectural Design | No |  | Yes | Yes | No | No |  | ACTIVE | Identified as not required by Karlo 26/10/21 |  | Yes | Child |  | not recorded | 1.4.1.1 | Station | RTO | RTO
926 | PNT-402 | Water Based Epoxy Anti-Slip Floor Coating - External | 671 | HWW | PNT-402 | Water Based Epoxy Anti-Slip Floor Coating - External | PNT - PAINT / CLEAR FINISHES | Architectural Design | No |  | No | Yes | No | No |  | ACTIVE | Identified as not required by Karlo 26/10/21 |  | Yes | Child |  | not recorded | 1.4.1.1 | Station | RTO | RTO
927 | PNT-405 | Water Based Epoxy Anti-Slip Floor Coating - Internal Marking | 671 | HWW | PNT-405 | Water Based Epoxy Anti-Slip Floor Coating - Internal | PNT - PAINT / CLEAR FINISHES | Architectural Design | No |  | Yes | Yes | No | No |  | ACTIVE | Identified as not required by Karlo 26/10/21 |  | Yes | Child |  | not recorded | 1.4.1.1 | Station | RTO | RTO
928 | PNT-410 | Water Based Epoxy Anti-Slip Floor Coating - BOH Stair Nosing | 671 | HWW | PNT-410 | Water Based Epoxy Anti-Slip Floor Coating - BOH Stair Nosing | PNT - PAINT / CLEAR FINISHES | Architectural Design | No |  | Yes | Yes | No | No |  | ACTIVE | Identified as not required by Karlo 26/10/21 |  |  | Child |  | not recorded | 1.4.1.1 | Station | RTO | RTO
929 | PNT-500 | PAINT MARKINGS - FLOORS | [8 empty] | No | [5 empty] | Heading only
930 | PNT-501 | Floor Markings Paint | 671 | HWW | PNT-501 | Floor Markings Paint | PNT - PAINT / CLEAR FINISHES | Architectural Design | No |  | Yes | Yes | No | No |  | ACTIVE | Identified as not required by Karlo 26/10/21 |  | Yes | Child |  | not recorded | 1.4.1.1 | Station | RTO | RTO
931 | PNT-600 | PAINT TO DOORS | [8 empty] | No | [5 empty] | Heading only
932 | PNT-601 | Paint to Metal Clad Doors | 671 | HWW | PNT-601 | Paint to Metal Clad Doors | PNT - PAINT / CLEAR FINISHES | Architectural Design | No |  | No | Yes | No | No |  | ACTIVE | Identified as not required by Karlo 26/10/21 |  | Yes | Child |  | not recorded | 1.4.1.1 | Station | RTO | RTO
933 | PNT-602 | Paint to Timber Doors | 671 | HWW | PNT-602 | Paint to Timber Doors | PNT - PAINT / CLEAR FINISHES | Architectural Design | No |  | No | Yes | No | No |  | ACTIVE | Identified as not required by Karlo 26/10/21 |  | Yes | Child |  | not recorded | 1.4.1.1 | Station | RTO | RTO
934 | PSD | PLATFORM SCREEN DOORS | [8 empty] | No | [5 empty] | Heading only
935 | PSD-100 | PLATFORM SCREEN DOORS - BOX STATION | [8 empty] | No | [5 empty] | Heading only
936 | Code Item Section Design Scope | [9 empty] | No | [5 empty] | Heading only
937 | PSD-101 | Box Station Platform Screen Doors | Project Engineer's Specification | By Project Engineer | PSD-101 | Box Station Platform Screen Doors | PSD - PLATFORM SCREEN DOORS | Architectural Design | Yes |  | No | Yes | Yes | Yes |  | ACTIVE | Identified by Karlo 26/10/21 |  | Yes | Parent | Facilities | D0 | 1.4.1.1 | Station | RTO | RTO
938 | PSD-200 | PLATFORM SCREEN DOORS - CAVERN STATION | [8 empty] | No | [5 empty] | Heading only
939 | PSD-201 | Cavern Platform Screen Doors | Project Engineer's Specification | By Project Engineer | PSD-201 | Cavern Platform Screen Doors | PSD - PLATFORM SCREEN DOORS | Architectural Design | Yes |  | No | Yes | Yes | Yes |  | ACTIVE | Identified by Karlo 26/10/21 |  | Yes | Parent | Facilities | D0 | 1.4.1.1 | Station | RTO | RTO
940 | RFL | ROOFLIGHTS | [8 empty] | No | [5 empty] | Heading only
941 | RFL-100 | ARDEN ROOFLIGHTS | [8 empty] | No | [5 empty] | Heading only
942 | RFL-101 | Central Rooflight | 451 | HWW | RFL-101 | Central Rooflight | RFL - ROOFLIGHTS | Architectural Design | Yes |  | No | Yes | Yes | Yes |  | NOT IN SCOPE | Identified by Karlo 26/10/21 |  |  | Parent |  |  | 1.1.6 | Lighting | Unallocated | RTO
943 | RFL-200 | PARKVILLE ROOFLIGHTS | [8 empty] | No | [5 empty] | Heading only
944 | RFL-201 | Curved Entrance Rooflight | 451 | HWW | RFL-201 | Curved Entrance Rooflight | RFL - ROOFLIGHTS | Architectural Design | Yes |  | No | Yes | Yes | Yes |  | NOT IN SCOPE | Identified by Karlo 26/10/21 |  |  | Parent |  |  | 1.1.6 | Lighting | Unallocated | RTO
945 | RFL-210 | Rooflight | 451 | HWW | RFL-210 | Rooflight | RFL - ROOFLIGHTS | Architectural Design | Yes |  | No | Yes | Yes | Yes |  | ACTIVE | Identified by Karlo 26/10/21 |  |  | Parent |  | not recorded | 1.1.6 | Lighting | Unallocated | RTO
946 | RFL-500 | DOMAIN ROOFLIGHTS | [8 empty] | No | [5 empty] | Heading only
947 | RFL-501 | Canopy Rooflight |  | HWW | RFL-501 | Canopy Rooflight | RFL - ROOFLIGHTS | Architectural Design | No |  | No | Yes | No | No |  | ACTIVE | Identified by Karlo 26/10/21 |  |  | Parent |  | not recorded | 1.1.6 | Lighting | Unallocated | RTO
948 | RFS | ROOF SYSTEMS | [8 empty] | No | [5 empty] | Heading only
949 | RFS-100 | GLAZED ROOF SYSTEMS | [8 empty] | No | [5 empty] | Heading only
950 | RFS-110 | Curved Glass Roof | 451 | HWW | RFS-110 | Curved Glass Roof | RFS - ROOF SYSTEMS | Architectural Design | No |  | No | Yes | No | No |  | ACTIVE | Identified by Karlo 26/10/21 |  |  | Parent |  | not recorded | 1.4.1.1 | Station | RTO | RTO
951 | RFS-200 | METAL ROOF SYSTEMS | [8 empty] | No | [5 empty] | Heading only
952 | RFS-202 | Profiled Metal Roof - Aluminium | 431 | HWW | RFS-202 | Profiled Metal Roof - Aluminium | RFS - ROOF SYSTEMS | Architectural Design | No |  | Yes | Yes | No | No |  | ACTIVE | Identified as not required by Karlo 26/10/21 |  |  | Parent |  | not recorded | 1.4.1.1 | Station | RTO | RTO
953 | RFS-203 | Metal Roof | 431 | HWW | RFS-203 | Metal Roof | RFS - ROOF SYSTEMS | Architectural Design | No |  | Yes | Yes | No | No |  | ACTIVE | Identified as not required by Karlo 26/10/21 |  |  | Parent |  | not recorded | 1.4.1.1 | Station | RTO | RTO
954 | RFS-205 | Metal Roof System - Aluminium | 431 | HWW | RFS-205 | Pressed Seam Metal Roof System - Aluminium | RFS - ROOF SYSTEMS | Architectural Design | No |  | Yes | Yes | No | No |  | ACTIVE | Identified as not required by Karlo 26/10/21 |  |  | Parent |  | not recorded | 1.4.1.1 | Station | RTO | RTO
955 | RFS-206 | Metal Soffit (Portal) | 431 | HWW | RFS-206 | Metal Soffit (Portal) | RFS - ROOF SYSTEMS | Architectural Design | No |  | Yes | Yes | No | No |  | ACTIVE | Identified as not required by Karlo 26/10/21 |  |  | Child |  |  | 1.4.1.1 | Station | RTO | RTO
956 | RFS-207 | Roof Metal Edge (Portal) | 431 | HWW | RFS-207 | Profiled Roof Metal Edge (Portal) | RFS - ROOF SYSTEMS | Architectural Design | No |  | Yes | Yes | No | No |  | ACTIVE | Identified as not required by Karlo 26/10/21 |  |  | Child |  | not recorded | 1.4.1.1 | Station | RTO | RTO
957 | RFS-210 | Stainless Steel Roof (External Lifts) | 431 | HWW | RFS-210 | Stainless Steel Roof (External Lifts) | RFS - ROOF SYSTEMS | Architectural Design | No |  | Yes | Yes | No | No |  | ACTIVE | Identified as not required by Karlo 26/10/21 |  |  | Parent |  | not recorded | 1.4.1.1 | Station | RTO | RTO
958 | RFS-500 | LIFT ROOF SYSTEMS | [8 empty] | No | [5 empty] | Heading only
959 | RFS-501 | Glazed Roof to Lifts | 451 | HWW | RFS-501 | Glazed Roof to Lifts | RFS - ROOF SYSTEMS | Architectural Design | No |  | Yes | Yes | No | No |  | ACTIVE | Identified as not required by Karlo 26/10/21 |  |  | Parent |  | not recorded | 1.4.1.1 | Station | RTO | RTO
960 | RFS-502 | Triangulated Glazed Roof to Circular Lifts | 451 | HWW | RFS-502 | Triangulated Glazed Roof to Circular Lifts | RFS - ROOF SYSTEMS | Architectural Design | No |  | Yes | Yes | No | No |  | ACTIVE | Identified as not required by Karlo 26/10/21 |  |  | Parent |  | not recorded | 1.4.1.1 | Station | RTO | RTO
961 | RFS-511 | Colour Glass Roof to Lifts | 451 | HWW | RFS-511 | Colour Glass Roof to Lifts | RFS - ROOF SYSTEMS | Architectural Design | No |  | No | Yes | No | No |  | ACTIVE | Identified as not required by Karlo 26/10/21 |  |  | Parent |  | not recorded | 1.4.1.1 | Station | RTO | RTO
962 | RFS-521 | Precast Roof to Lifts | 435 | HWW | RFS-521 | Precast Roof to Lifts | RFS - ROOF SYSTEMS | Architectural Design | No |  | No | Yes | No | No |  | ACTIVE | Identified as not required by Karlo 26/10/21 |  |  | Parent |  | not recorded | 1.4.1.1 | Station | RTO | RTO
963 | SAN | SANITARY EQUIPMENT | [8 empty] | No | [5 empty] | Heading only
964 | SAN-100 | WATER CLOSET | [8 empty] | No | [5 empty] | Heading only
965 | SAN-101 | WC | 555 | HWW | SAN-101 | WC | SAN - SANITARY EQUIPMENT | Architectural Design | No |  | Yes | Yes | No | No |  | ACTIVE | Identified as not required by Karlo 26/10/21 |  |  | Parent |  |  | 1.4.1.1 | Station | RTO | RTO
966 | SAN-102 | Staff WC | 555 | HWW | SAN-102 | Staff WC | SAN - SANITARY EQUIPMENT | Architectural Design | No |  | Yes | Yes | No | No |  | ACTIVE | Identified as not required by Karlo 26/10/21 |  |  | Parent |  |  | 1.4.1.1 | Station | RTO | RTO
967 | SAN-103 | Ambulant WC | 555 | HWW | SAN-103 | Ambulant WC | SAN - SANITARY EQUIPMENT | Architectural Design | No |  | Yes | Yes | No | No |  | ACTIVE | Identified as not required by Karlo 26/10/21 |  |  | Parent |  |  | 1.4.1.1 | Station | RTO | RTO
968 | SAN-104 | Wall Faced WC with Close Coupled Cistern | 555 | HWW | SAN-104 | Wall Faced WC with Close Coupled Cistern | SAN - SANITARY EQUIPMENT | Architectural Design | No |  | No | Yes | No | No |  | ACTIVE | Identified as not required by Karlo 31/03/2022 |  |  | Parent |  |  | 1.4.1.1 | Station | RTO | RTO
969 | SAN-120 | DDA WC | 555 | HWW | SAN-120 | DDA WC | SAN - SANITARY EQUIPMENT | Architectural Design | No |  | Yes | Yes | No | No |  | ACTIVE | Identified as not required by Karlo 26/10/21 |  |  | Parent |  |  | 1.4.1.1 | Station | RTO | RTO
970 | SAN-150 | DDA Toilet Flush Buttons | 555 | HWW | SAN-150 | DDA Toilet Flush Buttons | SAN - SANITARY EQUIPMENT | Architectural Design | No |  | Yes | Yes | No | No |  | ACTIVE | Identified as not required by Karlo 26/10/21 |  |  | Parent |  |  | 1.4.1.1 | Station | RTO | RTO
971 | SAN-151 | Toilet Flush Buttons | 555 | HWW | SAN-151 | Toilet Flush Buttons | SAN - SANITARY EQUIPMENT | Architectural Design | No |  | Yes | Yes | No | No |  | ACTIVE | Identified as not required by Karlo 26/10/21 |  |  | Parent |  |  | 1.4.1.1 | Station | RTO | RTO
972 | SAN-152 | Dual Flush Access Panel | 555 | HWW | SAN-152 | Dual Flush Access Panel | SAN - SANITARY EQUIPMENT | Architectural Design | No |  | Yes | Yes | No | No |  | ACTIVE | Identified as not required by Karlo 26/10/21 |  |  | Parent |  |  | 1.4.1.1 | Station | RTO | RTO
973 | SAN-153 | Blank Access Panel |  |  | SAN-153 | Blank Access Panel | SAN - SANITARY EQUIPMENT | Architectural Design | No |  | No | Yes | No | No |  | ACTIVE | New type added 07/10/2022 - Reviewed by KS on 14/10/2022 |  | Yes | Parent
974 | SAN-155 | DDA Flush Buttons |  |  | SAN-155 | DDA Flush Buttons | SAN - SANITARY EQUIPMENT | Architectural Design | No |  | No | Yes | No | No |  | ACTIVE | New type added 07/10/2022 - Reviewed by KS on 14/10/2022 |  | Yes | Parent
975 | SAN-200 | SINK | [8 empty] | No | [5 empty] | Heading only
976 | SAN-201 | Basin | 555 | HWW | SAN-201 | Basin | SAN - SANITARY EQUIPMENT | Architectural Design | No |  | Yes | Yes | No | No |  | ACTIVE | Identified as not required by Karlo 26/10/21 |  |  | Parent |  |  | 1.4.1.1 | Station | RTO | RTO
977 | SAN-210 | DDA Basin | 555 | HWW | SAN-210 | DDA Basin | SAN - SANITARY EQUIPMENT | Architectural Design | No |  | Yes | Yes | No | No |  | ACTIVE | Identified as not required by Karlo 26/10/21 |  |  | Parent |  |  | 1.4.1.1 | Station | RTO | RTO
978 | SAN-211 | Changing Places Basin | 555 | HWW | SAN-211 | Changing Places Basin | SAN - SANITARY EQUIPMENT | Architectural Design | No |  | Yes | Yes | No | No |  | ACTIVE | Identified as not required by Karlo 26/10/21 |  |  | Parent |  |  | 1.4.1.1 | Station | RTO | RTO
979 | SAN-220 | Cleaners Sink | 555 | HWW | SAN-220 | Cleaners Sink | SAN - SANITARY EQUIPMENT | Architectural Design | No |  | Yes | Yes | No | No |  | ACTIVE | Identified as not required by Karlo 26/10/21 |  |  | Parent |  |  | 1.4.1.1 | Station | RTO | RTO
980 | SAN-230 | First Aid Basin | 555 | HWW | SAN-230 | First Aid Basin | SAN - SANITARY EQUIPMENT | Architectural Design | No |  | Yes | Yes | No | No |  | ACTIVE | Identified as not required by Karlo 26/10/21 |  |  | Parent |  |  | 1.4.1.1 | Station | RTO | RTO
981 | SAN-240 | Kitchen Sink | 555 | HWW | SAN-240 | Kitchen Sink | SAN - SANITARY EQUIPMENT | Architectural Design | No |  | No | Yes | No | No |  | ACTIVE | Identified as not required by Karlo 26/10/21 |  |  | Parent |  |  | 1.4.1.1 | Station | RTO | RTO
982 | SAN-241 | Kitchen Point Sink | 555 | HWW | SAN-241 | Kitchen Point Sink | SAN - SANITARY EQUIPMENT | Architectural Design | No |  | Yes | Yes | No | No |  | ACTIVE | Identified as not required by Karlo 26/10/21 |  |  | Parent |  |  | 1.4.1.1 | Station | RTO | RTO
983 | SAN-242 | Round Sink | 555 | HWW | SAN-242 | Round Sink | SAN - SANITARY EQUIPMENT | Architectural Design | No |  | Yes | Yes | No | No |  | ACTIVE | Identified as not required by Karlo 26/10/21 |  |  | Parent |  |  | 1.4.1.1 | Station | RTO | RTO
984 | SAN-257 | Ceiling Hoist | 555 | HWW | SAN-257 | Ceiling Hoist | SAN - SANITARY EQUIPMENT | Architectural Design | Yes |  | Yes | Yes | Yes | Yes |  | ACTIVE | Identified by Karlo 26/10/21 |  | Yes | Parent |  |  | 1.4.1.1 | Station | RTO | RTO
985 | SAN-300 | URINAL | [8 empty] | No | [5 empty] | Heading only
986 | SAN-301 | Urinal | 555 | HWW | SAN-301 | Urinal | SAN - SANITARY EQUIPMENT | Architectural Design | No |  | Yes | Yes | No | No |  | ACTIVE | Identified as not required by Karlo 26/10/21 |  |  | Parent |  |  | 1.4.1.1 | Station | RTO | RTO
987 | SAN-302 | Urinal Privacy Panel | 555 | HWW | SAN-302 | Urinal Privacy Panel | SAN - SANITARY EQUIPMENT | Architectural Design | No |  | Yes | Yes | No | No |  | ACTIVE | Identified as not required by Karlo 26/10/21 |  |  | Parent |  |  | 1.4.1.1 | Station | RTO | RTO
988 | SAN-303 | Urinal | 555 | HWW | SAN-303 | Urinal | SAN - SANITARY EQUIPMENT | Architectural Design | No |  | Yes | Yes | No | No |  | ACTIVE | Identified as not required by Karlo 26/10/21 |  |  | Parent |  |  | 1.4.1.1 | Station | RTO | RTO
989 | SAN-400 | TAPWARE | [8 empty] | No | [5 empty] | Heading only
990 | SAN-401 | Infrared Panel Mounted Tap | 555 | HWW | SAN-401 | Infrared Panel Mounted Tap | SAN - SANITARY EQUIPMENT | Architectural Design | No |  | Yes | Yes | No | No |  | ACTIVE | Identified as not required by Karlo 26/10/21 |  |  | Parent |  |  | 1.4.1.1 | Station | RTO | RTO
991 | SAN-402 | DDA Basin Mixer Tap | 555 | HWW | SAN-402 | DDA Basin Mixer Tap | SAN - SANITARY EQUIPMENT | Architectural Design | No |  | Yes | Yes | No | No |  | ACTIVE | Identified as not required by Karlo 26/10/21 |  |  | Parent |  |  | 1.4.1.1 | Station | RTO | RTO
992 | SAN-403 | DDA Basin Mixer Tap with Extended Spout | 555 | HWW | SAN-403 | DDA Basin Mixer Tap with Extended Spout | SAN - SANITARY EQUIPMENT | Architectural Design | No |  | No | Yes | No | No |  | ACTIVE | Identified as not required by Karlo 26/10/21 |  |  | Parent |  |  | 1.4.1.1 | Station | RTO | RTO
993 | SAN-410 | Kitchen Sink Mixer | 555 | HWW | SAN-410 | Kitchen Sink Mixer | SAN - SANITARY EQUIPMENT | Architectural Design | No |  | Yes | Yes | No | No |  | ACTIVE | Identified as not required by Karlo 26/10/21 |  |  | Parent |  |  | 1.4.1.1 | Station | RTO | RTO
994 | SAN-420 | Boiling and Chilled Filtered Water Tapset | By others | Supplied by Others | SAN-420 | Boiling and Chilled Filtered Water Tapset | SAN - SANITARY EQUIPMENT | Architectural Design | Yes |  | Yes | Yes | Yes | Yes |  | ACTIVE | Identified by Karlo 26/10/21 |  | Yes | Parent |  |  | 1.4.1.1 | Station | RTO | RTO
995 | SAN-421 | Boiling and Chilled Filtered Water Tapset | By others | Supplied by Others | SAN-421 | Boiling and Chilled Filtered Water Tapset | SAN - SANITARY EQUIPMENT | Architectural Design | Yes |  | Yes | Yes | Yes | Yes |  | ACTIVE | Identified by Karlo 26/10/21 |  | Yes | Parent |  |  | 1.4.1.1 | Station | RTO | RTO
996 | SAN-430 | Cleaners Sink Tap | 555 | HWW | SAN-430 | Cleaners Sink Tap | SAN - SANITARY EQUIPMENT | Architectural Design | No |  | Yes | Yes | No | No |  | ACTIVE | Identified as not required by Karlo 26/10/21 |  |  | Parent |  |  | 1.4.1.1 | Station | RTO | RTO
997 | SAN-440 | Shower Mixer | 555 | HWW | SAN-440 | Shower Mixer | SAN - SANITARY EQUIPMENT | Architectural Design | No |  | No | Yes | No | No |  | ACTIVE | Identified as not required by Karlo 26/10/21 |  |  | Parent |  |  | 1.4.1.1 | Station | RTO | RTO
998 | SAN-450 | DDA Shower Rail | 555 | HWW | SAN-450 | DDA Shower Rail | SAN - SANITARY EQUIPMENT | Architectural Design | No |  | Yes | Yes | No | No |  | ACTIVE | Identified as not required by Karlo 26/10/21 |  |  | Parent |  |  | 1.4.1.1 | Station | RTO | RTO
999 | Code Item Section Design Scope | [9 empty] | No | [5 empty] | Heading only
1000 | SAN-451 | DDA Shower Handset | 555 | HWW | SAN-451 | DDA Shower Handset | SAN - SANITARY EQUIPMENT | Architectural Design | No |  | Yes | Yes | No | No |  | ACTIVE | Identified as not required by Karlo 26/10/21 |  |  | Parent |  |  | 1.4.1.1 | Station | RTO | RTO
1001 | SAN-452 | DDA Shower Mixer | 555 | HWW | SAN-452 | DDA Shower Mixer | SAN - SANITARY EQUIPMENT | Architectural Design | No |  | Yes | Yes | No | No |  | ACTIVE | Identified as not required by Karlo 26/10/21 |  |  | Parent |  |  | 1.4.1.1 | Station | RTO | RTO
1002 | SAN-460 | Combined Emergency Shower and Eye Wash | 555 | HWW | SAN-460 | Combined Emergency Shower and Eye Wash | SAN - SANITARY EQUIPMENT | Architectural Design | No |  | Yes | Yes | No | No |  | ACTIVE | Identified as not required by Karlo 26/10/21 |  |  | Parent |  |  | 1.4.1.1 | Station | RTO | RTO
1003 | SAN-461 | Emergency Eye and Face Wash | 555 | HWW | SAN-461 | Emergency Eye and Face Wash | SAN - SANITARY EQUIPMENT | Architectural Design | No |  | Yes | Yes | No | No |  | ACTIVE | Identified as not required by Karlo 26/10/21 |  |  | Parent |  |  | 1.4.1.1 | Station | RTO | RTO
1004 | SAN-462 | Lockable Cleaner's Tap | 555 | HWW | SAN-462 | Lockable Cleaner's Tap | SAN - SANITARY EQUIPMENT | Architectural Design | No |  | Yes | Yes | No | No |  | ACTIVE | Identified as not required by Karlo 26/10/21 |  |  | Parent |  |  | 1.4.1.1 | Station | RTO | RTO
1005 | SAN-470 | First Aid Tapset | 555 | HWW | SAN-470 | First Aid Tapset | SAN - SANITARY EQUIPMENT | Architectural Design | No |  | Yes | Yes | No | No |  | ACTIVE | Identified as not required by Karlo 26/10/21 |  |  | Parent |  |  | 1.4.1.1 | Station | RTO | RTO
1006 | SAN-500 | SANITARY FIXTURES | [8 empty] | No | [5 empty] | Heading only
1007 | SAN-501 | DDA Integrated Mirror | 555 | HWW | SAN-501 | DDA Integrated Mirror | SAN - SANITARY EQUIPMENT | Architectural Design | No |  | Yes | Yes | No | No |  | ACTIVE | Identified as not required by Karlo 26/10/21 |  |  | Parent |  |  | 1.4.1.1 | Station | RTO | RTO
1008 | SAN-502 | Integrated Mirror | 555 | HWW | SAN-502 | Integrated Mirror | SAN - SANITARY EQUIPMENT | Architectural Design | No |  | Yes | Yes | No | No |  | ACTIVE | Identified as not required by Karlo 26/10/21 |  |  | Parent |  |  | 1.4.1.1 | Station | RTO | RTO
1009 | SAN-503 | Staff Amenities Mirror | 555 | HWW | SAN-503 | Staff Amenities Mirror | SAN - SANITARY EQUIPMENT | Architectural Design | No |  | Yes | Yes | No | No |  | ACTIVE | Identified as not required by Karlo 26/10/21 |  |  | Parent |  |  | 1.4.1.1 | Station | RTO | RTO
1010 | SAN-504 | Full Length Mirror |  |  | SAN-504 | Full Length Mirror | SAN - SANITARY EQUIPMENT | Architectural Design | No |  | Yes | Yes | No | No |  | ACTIVE | New type added 07/10/2022 - Reviewed by KS on 14/10/2022 |  | Yes | Parent
1011 | SAN-510 | DDA Hand Dryer | 555 | HWW | SAN-510 | DDA Hand Dryer | SAN - SANITARY EQUIPMENT | Architectural Design | Yes |  | Yes | Yes | Yes | Yes |  | ACTIVE | Identified by Karlo 26/10/21 |  | Yes | Parent |  |  | 1.4.1.1 | Station | RTO | RTO
1012 | SAN-511 | Hand Dryer with Waste Receptacle | 555 | HWW | SAN-511 | Hand Dryer with Waste Receptacle | SAN - SANITARY EQUIPMENT | Architectural Design | Yes |  | No | Yes | Yes | Yes |  | ACTIVE | Identified by Karlo 26/10/21 |  | Yes | Parent |  |  | 1.4.1.1 | Station | RTO | RTO
1013 | SAN-512 | Hand Dryer Recessed | 555 | HWW | SAN-512 | Hand Dryer Recessed | SAN - SANITARY EQUIPMENT | Architectural Design | Yes |  | Yes | Yes | Yes | Yes |  | ACTIVE | Identified by Karlo 26/10/21 |  | Yes | Parent |  |  | 1.4.1.1 | Station | RTO | RTO
1014 | SAN-515 | Sanitary Bin | By Others | Supplied by Others | SAN-515 | Sanitary Bin | SAN - SANITARY EQUIPMENT | Architectural Design | No |  | Yes | Yes | No | No |  | ACTIVE | Identified as not required by Karlo 26/10/21 |  |  | Parent |  |  | 1.4.1.1 | Station | RTO | RTO
1015 | SAN-516 | Paper Towel Dispenser | 555 | HWW | SAN-516 | Paper Towel Dispenser | SAN - SANITARY EQUIPMENT | Architectural Design | No |  | Yes | Yes | No | No |  | ACTIVE | Identified as not required by Karlo 26/10/21 |  |  | Parent |  |  | 1.4.1.1 | Station | RTO | RTO
1016 | SAN-520 | DDA Soap Dispenser (BOH) | 555 | HWW | SAN-520 | DDA Soap Dispenser (BOH) | SAN - SANITARY EQUIPMENT | Architectural Design | No |  | Yes | Yes | No | No |  | ACTIVE | Identified as not required by Karlo 26/10/21 |  |  | Parent |  |  | 1.4.1.1 | Station | RTO | RTO
1017 | SAN-521 | Infrared Panel Mounted Soap Dispenser | 555 | HWW | SAN-521 | Infrared Panel Mounted Soap Dispenser | SAN - SANITARY EQUIPMENT | Architectural Design | No |  | Yes | Yes | No | No |  | ACTIVE | Identified as not required by Karlo 26/10/21 |  |  | Parent |  |  | 1.4.1.1 | Station | RTO | RTO
1018 | SAN-522 | Soap Dispenser - DDA Toilet (FOH) | 555 | HWW | SAN-522 | Soap Dispenser - DDA Toilet (FOH) | SAN - SANITARY EQUIPMENT | Architectural Design | No |  | Yes | Yes | No | No |  | ACTIVE | Identified as not required by Karlo 26/10/21 |  |  | Parent |  |  | 1.4.1.1 | Station | RTO | RTO
1019 | SAN-525 | Baby Change Table | 555 | HWW | SAN-525 | Baby Change Table | SAN - SANITARY EQUIPMENT | Architectural Design | No |  | Yes | Yes | No | No |  | ACTIVE | Identified as not required by Karlo 26/10/21 |  |  | Parent |  |  | 1.4.1.1 | Station | RTO | RTO
1020 | SAN-526 | Changing Places Changing Table | 555 | HWW | SAN-526 | Changing Places Changing Table | SAN - SANITARY EQUIPMENT | Architectural Design | No |  | Yes | Yes | No | No |  | ACTIVE | Identified as not required by Karlo 26/10/21 |  |  | Parent |  |  | 1.4.1.1 | Station | RTO | RTO
1021 | SAN-527 | Changing Places Ceiling Hoist | 555 | HWW | SAN-527 | Changing Places Ceiling Hoist | SAN - SANITARY EQUIPMENT | Architectural Design | Yes |  | Yes | Yes | Yes | Yes |  | ACTIVE | Identified by Karlo 26/10/21 |  | Yes | Parent |  |  | 1.4.1.1 | Station | RTO | RTO
1022 | SAN-528 | Surface Mounted Baby Change Table | 555 | HWW | SAN-528 | Surface Mounted Baby Change Table | SAN - SANITARY EQUIPMENT | Architectural Design | No |  | Yes | Yes | No | No |  | ACTIVE | Identified as not required by Karlo 26/10/21 |  |  | Parent |  |  | 1.4.1.1 | Station | RTO | RTO
1023 | SAN-530 | PSO Toilet Roll Holder | 555 | HWW | SAN-530 | PSO Toilet Roll Holder | SAN - SANITARY EQUIPMENT | Architectural Design | No |  | Yes | Yes | No | No |  | ACTIVE | Identified as not required by Karlo 26/10/21 |  |  | Parent |  |  | 1.4.1.1 | Station | RTO | RTO
1024 | SAN-531 | Toilet Roll Holder (Jumbo) | 555 | HWW | SAN-531 | Toilet Roll Holder (Jumbo) | SAN - SANITARY EQUIPMENT | Architectural Design | No |  | Yes | Yes | No | No |  | ACTIVE | Identified as not required by Karlo 26/10/21 |  |  | Parent |  |  | 1.4.1.1 | Station | RTO | RTO
1025 | SAN-550 | 90° Flush Mount Grab Rail | 555 | HWW | SAN-550 | 90° Flush Mount Grab Rail | SAN - SANITARY EQUIPMENT | Architectural Design | No |  | Yes | Yes | No | No |  | ACTIVE | Identified as not required by Karlo 26/10/21 |  |  | Parent |  |  | 1.4.1.1 | Station | RTO | RTO
1026 | SAN-551 | 40° Flush Mount Wrap Around Grab Rail | 555 | HWW | SAN-551 | 40° Flush Mount Wrap Around Grab Rail | SAN - SANITARY EQUIPMENT | Architectural Design | No |  | Yes | Yes | No | No |  | ACTIVE | Identified as not required by Karlo 26/10/21 |  |  | Parent |  |  | 1.4.1.1 | Station | RTO | RTO
1027 | SAN-552 | Accessible Shower Grab Rail | 555 | HWW | SAN-552 | Accessible Shower Grab Rail | SAN - SANITARY EQUIPMENT | Architectural Design | No |  | No | Yes | No | No |  | ACTIVE | Identified as not required by Karlo 26/10/21 |  |  | Parent |  |  | 1.4.1.1 | Station | RTO | RTO
1028 | SAN-553 | Horizontal Flush Mounted Grab Rail | 555 | HWW | SAN-553 | Horizontal Flush Mounted Grab Rail | SAN - SANITARY EQUIPMENT | Architectural Design | No |  | Yes | Yes | No | No |  | ACTIVE | Identified as not required by Karlo 26/10/21 |  |  | Parent |  |  | 1.4.1.1 | Station | RTO | RTO
1029 | SAN-555 | 90° Flush Mount Grab Rail | 555 | HWW | SAN-555 | 90° Flush Mount Grab Rail | SAN - SANITARY EQUIPMENT | Architectural Design | No |  | No | Yes | No | No |  | ACTIVE | Identified as not required by Karlo 26/10/21 |  |  | Parent |  |  | 1.4.1.1 | Station | RTO | RTO
1030 | SAN-556 | Drop Down Grab Rail with Toilet Roll Holder (CPF) | 555 | HWW | SAN-556 | Drop Down Grab Rail with Toilet Roll Holder (CPF) | SAN - SANITARY EQUIPMENT | Architectural Design | No |  | Yes | Yes | No | No |  | ACTIVE | Identified as not required by Karlo 26/10/21 |  |  | Parent |  |  | 1.4.1.1 | Station | RTO | RTO
1031 | SAN-560 | DDA Shower Seat | 555 | HWW | SAN-560 | DDA Shower Seat | SAN - SANITARY EQUIPMENT | Architectural Design | No |  | Yes | Yes | No | No |  | ACTIVE | Identified as not required by Karlo 26/10/21 |  |  | Parent |  |  | 1.4.1.1 | Station | RTO | RTO
1032 | SAN-561 | Ambulant Shower Seat | 555 | HWW | SAN-561 | Ambulant Shower Seat | SAN - SANITARY EQUIPMENT | Architectural Design | No |  | Yes | Yes | No | No |  | ACTIVE | Identified as not required by Karlo 26/10/21 |  |  | Parent |  |  | 1.4.1.1 | Station | RTO | RTO
1033 | SAN-565 | Shower Track and Curtain | 555 | HWW | SAN-565 | Shower Track and Curtain | SAN - SANITARY EQUIPMENT | Architectural Design | No |  | Yes | Yes | No | No |  | ACTIVE | Identified as not required by Karlo 26/10/21 |  |  | Parent |  |  | 1.4.1.1 | Station | RTO | RTO
1034 | SAN-566 | Privacy Screen | 555 | HWW | SAN-566 | Privacy Screen | SAN - SANITARY EQUIPMENT | Architectural Design | No |  | Yes | Yes | No | No |  | ACTIVE | Identified as not required by Karlo 26/10/21 |  |  | Parent |  | not recorded | 1.4.1.1 | Station | RTO | RTO
1035 | SAN-570 | Shelf | 555 | HWW | SAN-570 | Shelf | SAN - SANITARY EQUIPMENT | Architectural Design | No |  | Yes | Yes | No | No |  | ACTIVE | Identified as not required by Karlo 26/10/21 |  |  | Parent |  |  | 1.4.1.1 | Station | RTO | RTO
1036 | SAN-575 | DDA Towel Rail | 555 | HWW | SAN-575 | DDA Towel Rail | SAN - SANITARY EQUIPMENT | Architectural Design | No |  | Yes | Yes | No | No |  | ACTIVE | Identified as not required by Karlo 26/10/21 |  |  | Parent |  |  | 1.4.1.1 | Station | RTO | RTO
1037 | SAN-580 | Soap Holder | 555 | HWW | SAN-580 | Soap Holder | SAN - SANITARY EQUIPMENT | Architectural Design | No |  | Yes | Yes | No | No |  | ACTIVE | Identified as not required by Karlo 26/10/21 |  |  | Parent |  |  | 1.4.1.1 | Station | RTO | RTO
1038 | SAN-590 | Sanitising Wipes Dispenser | 555 | HWW | SAN-590 | Sanitising Wipes Dispenser | SAN - SANITARY EQUIPMENT | Architectural Design | No |  | Yes | Yes | No | No |  | ACTIVE | Identified as not required by Karlo 26/10/21 |  |  | Parent |  |  | 1.4.1.1 | Station | RTO | RTO
1039 | SAN-595 | Sharps Disposal Bin | 555 | HWW | SAN-595 | Sharps Disposal Bin | SAN - SANITARY EQUIPMENT | Architectural Design | No |  | Yes | Yes | No | No |  | ACTIVE | Identified as not required by Karlo 26/10/21 |  |  | Parent |  |  | 1.4.1.1 | Station | RTO | RTO
1040 | SAN-596 | Vertical Filing Cabinet | 572 | HWW | SAN-596 | Wall Mounted Waste Bin | SAN - SANITARY EQUIPMENT | Architectural Design | No |  | Yes | Yes | No | No |  | ACTIVE | Identified as not required by Karlo 26/10/21 |  |  | Parent |  |  | 1.4.1.1 | Station | RTO | RTO
1041 | SAN-597 | Nappy Disposable Bin/ Incontinence Pad Disposal Bin | By Others | Supplied by Others | SAN-597 | Nappy Disposable Bin/ Incontinence Pad Disposal Bin | SAN - SANITARY EQUIPMENT | Architectural Design | No |  | Yes | Yes | No | No |  | ACTIVE | Identified as not required by Karlo 26/10/21 |  |  | Parent |  |  | 1.4.1.1 | Station | RTO | RTO
1042 | SAN-598 | Mop and Broom Holder | 555 | HWW | SAN-598 | Mop and Broom Holder | SAN - SANITARY EQUIPMENT | Architectural Design | No |  | Yes | Yes | No | No |  | ACTIVE | Identified as not required by Karlo 26/10/21 |  |  | Parent |  |  | 1.4.1.1 | Station | RTO | RTO
1043 | SCR | SCREEDS | [8 empty] | No | [5 empty] | Heading only
1044 | SCR-100 | WEARING SCREEDS/ CONCRETE TOPPINGS | [8 empty] | No | [5 empty] | Heading only
1045 | SCR-101 | Unbonded Wearing Slab – BOH and Plant Room Areas | 612 | HWW | SCR-101 | Unbonded Wearing Slab – BOH and Plant Room Areas | SCR - SCREEDS | Architectural Design | No |  | Yes | Yes | No | No |  | ACTIVE | Identified as not required by Karlo 26/10/21 |  |  | Child |  |  | 1.4.1.1 | Station | RTO | RTO
1046 | SCR-102 | Unbonded Wearing Slab - BOH and Plant Room Areas | 612 | HWW | SCR-102 | Unbonded Wearing Slab - BOH and Plant Room Areas | SCR - SCREEDS | Architectural Design | No |  | No | Yes | No | No |  | NOT IN SCOPE | Identified as not required by Karlo 26/10/21 |  |  | Child |  |  | 1.4.1.1 | Station | RTO | RTO
1047 | SCR-130 | Unbonded Wearing Slab - External and Roof Areas | 612 | HWW | SCR-130 | Unbonded Wearing Slab - External and Roof Areas | SCR - SCREEDS | Architectural Design | No |  | Yes | Yes | No | No |  | ACTIVE | Identified as not required by Karlo 26/10/21 |  |  | Child |  | not recorded | 1.4.1.1 | Station | RTO | RTO
1048 | SCR-200 | UNDERLAYMENT SCREEDS | [8 empty] | No | [5 empty] | Heading only
1049 | SCR-201 | Levelling Screed - Slab Rectification | 612 | HWW | SCR-201 | Levelling Screed - Slab Rectification | SCR - SCREEDS | Architectural Design | No |  | Yes | Yes | No | No |  | ACTIVE | Identified as not required by Karlo 26/10/21 |  |  | Child |  |  | 1.4.1.1 | Station | RTO | RTO
1050 | SCR-210 | Graded Screed | 612 | HWW | SCR-210 | Graded Screed - Wet Areas/ Bathrooms | SCR - SCREEDS | Architectural Design | No |  | Yes | Yes | No | No |  | ACTIVE | Identified as not required by Karlo 26/10/21 |  |  | Child |  |  | 1.4.1.1 | Station | RTO | RTO
1051 | SCR-211 | Bonded Wearing Slab | 612 | HWW | SCR-211 | Bonded Screed - Concourse | SCR - SCREEDS | Architectural Design | No |  | Yes | Yes | No | No |  | ACTIVE | Identified as not required by Karlo 26/10/21 |  |  | Child |  |  | 1.4.1.1 | Station | RTO | RTO
1052 | SCR-212 | Un-bonded Wearing Slab - Platforms | 612 | HWW | SCR-212 | Unbonded Screed - Platform | SCR - SCREEDS | Architectural Design | No |  | Yes | Yes | No | No |  | ACTIVE | Identified as not required by Karlo 26/10/21 |  |  | Child |  |  | 1.4.1.1 | Station | RTO | RTO
1053 | SGN | SIGNAGE | [8 empty] | No | [5 empty] | Heading only
1054 | SGN-100 | STATIC WAYFINDING SIGNAGE - FOH | [8 empty] | No | [5 empty] | Heading only
1055 | SGN-101 | Wayfinding Signage | 581 | HWW | SGN-101 | Wayfinding Signage | SGN - SIGNAGE | Architectural Design | Yes |  | No | Yes | Yes | Yes |  | ACTIVE | Identified by Karlo 26/10/21 |  | Yes | Parent | Facilities | SI | 1.4.6.2 | Signage | RTO | RTO
1056 | SGN-110 | Suspended Wayfinding Signage | 581 | HWW | SGN-110 | Suspended Wayfinding Signage | SGN - SIGNAGE | Architectural Design | Yes |  | Yes | Yes | Yes | Yes |  | ACTIVE | Identified by Karlo 26/10/21 |  | Yes | Parent | Facilities | SI | 1.4.6.2 | Signage | RTO | RTO
1057 | SGN-120 | Wall Mounted Wayfinding Signage | 581 | HWW | SGN-120 | Wall Mounted Wayfinding Signage | SGN - SIGNAGE | Architectural Design | Yes |  | Yes | Yes | Yes | Yes |  | ACTIVE | Identified by Karlo 26/10/21 |  | Yes | Parent | Facilities | SI | 1.4.6.2 | Signage | RTO | RTO
1058 | SGN-130 | Tabbed Wayfinding Signage | 581 | HWW | SGN-130 | Tabbed Wayfinding Signage | SGN - SIGNAGE | Architectural Design | Yes |  | Yes | Yes | Yes | Yes |  | ACTIVE | Identified by Karlo 26/10/21 |  | Yes | Parent | Facilities | SI | 1.4.6.2 | Signage | RTO | RTO
1059 | SGN-140 | Integrated Wayfinding Signage | 581 | HWW | SGN-140 | Integrated Wayfinding Signage | SGN - SIGNAGE | Architectural Design | Yes |  | Yes | Yes | Yes | Yes |  | ACTIVE | Identified by Karlo 26/10/21 |  | Yes | Parent | Facilities | SI | 1.4.6.2 | Signage | RTO | RTO
1060 | SGN-200 | ILLUMINATED SIGNAGE - FOH | [8 empty] | No | [5 empty] | Heading only
1061 | SGN-210 | Suspended Illuminated Wayfinding Signage | 581 | HWW | SGN-210 | Suspended Illuminated Wayfinding Signage | SGN - SIGNAGE | Architectural Design | Yes |  | Yes | Yes | Yes | Yes |  | ACTIVE | Identified by Karlo 26/10/21 |  | Yes | Parent | Facilities | SI | 1.4.6.2 | Signage | RTO | RTO
1062 | SGN-220 | Wall Mounted Illuminated Wayfinding Sign | 581 | HWW | SGN-220 | Wall Mounted Illuminated Wayfinding Sign | SGN - SIGNAGE | Architectural Design | Yes |  | No | Yes | Yes | Yes |  | ACTIVE | Identified by Karlo 26/10/21 |  | Yes | Parent | Facilities | SI | 1.4.6.2 | Signage | RTO | RTO
1063 | SGN-230 | Tabbed Illuminated Wayfinding Sign | 581 | HWW | SGN-230 | Tabbed Illuminated Wayfinding Sign | SGN - SIGNAGE | Architectural Design | Yes |  | Yes | Yes | Yes | Yes |  | ACTIVE | Identified by Karlo 26/10/21 |  | Yes | Parent | Facilities | SI | 1.4.6.2 | Signage | RTO | RTO
1064 | Code Item Section Design Scope | [9 empty] | No | [5 empty] | Heading only
1065 | SGN-240 | Wall Integrated Illuminated Wayfinding Sign | 581 | HWW | SGN-240 | Wall Integrated Illuminated Wayfinding Sign | SGN - SIGNAGE | Architectural Design | Yes |  | Yes | Yes | Yes | Yes |  | ACTIVE | Identified by Karlo 26/10/21 |  | Yes | Parent | Facilities | SI | 1.4.6.2 | Signage | RTO | RTO
1066 | SGN-300 | PID HOUSING | [8 empty] | No | [5 empty] | Heading only
1067 | SGN-310 | Suspended Digital PID | 581 | HWW | SGN-310 | Suspended Digital PID | SGN - SIGNAGE | Architectural Design | Yes |  | No | Yes | Yes | Yes |  | ACTIVE | Identified by Karlo 26/10/21 |  | Yes | Parent |  |  | 1.4.1.1 | Station | RTO | RTO
1068 | SGN-320 | Wall Mounted Digital PID | 581 | HWW | SGN-320 | Wall Mounted Digital PID | SGN - SIGNAGE | Architectural Design | Yes |  | No | Yes | Yes | Yes |  | ACTIVE | Identified by Karlo 26/10/21 |  | Yes | Parent |  |  | 1.4.1.1 | Station | RTO | RTO
1069 | SGN-330 | Wall Tabbed Digital PID | 581 | HWW | SGN-330 | Wall Tabbed Digital PID | SGN - SIGNAGE | Architectural Design | Yes |  | No | Yes | Yes | Yes |  | ACTIVE | Identified by Karlo 26/10/21 |  | Yes | Parent |  |  | 1.4.1.1 | Station | RTO | RTO
1070 | SGN-340 | Wall Integrated Digital PID | 581 | HWW | SGN-340 | Wall Integrated Digital PID | SGN - SIGNAGE | Architectural Design | Yes |  | Yes | Yes | Yes | Yes |  | ACTIVE | Identified by Karlo 26/10/21 |  | Yes | Parent |  |  | 1.4.1.1 | Station | RTO | RTO
1071 | SGN-350 | Portal Integrated Digital Smart Sign | 581 | HWW | SGN-350 | Portal Integrated Digital Smart Sign | SGN - SIGNAGE | Architectural Design | Yes |  | No | Yes | Yes | Yes |  | ACTIVE | Identified by Karlo 26/10/21 |  | Yes | Parent | Facilities | SI | 1.4.6.2 | Signage | RTO | RTO
1072 | SGN-400 | STATIC WAYFINDING SIGNAGE - BOH | [8 empty] | No | [5 empty] | Heading only
1073 | SGN-401 | Wall Mounted Wayfinding Signage | 581 | HWW | SGN-401 | Wall Mounted Wayfinding Signage | SGN - SIGNAGE | Architectural Design | Yes |  | Yes | Yes | Yes | Yes |  | ACTIVE | Identified by Karlo 26/10/21 |  | Yes | Parent | Facilities | SI | 1.4.6.2 | Signage | RTO | RTO
1074 | SGN-410 | Door Mounted Wayfinding Signage | 581 | HWW | SGN-410 | Door Mounted Wayfinding Signage | SGN - SIGNAGE | Architectural Design | Yes |  | No | Yes | Yes | Yes |  | ACTIVE | Identified by Karlo 26/10/21 |  | Yes | Parent | Facilities | SI | 1.4.6.2 | Signage | RTO | RTO
1075 | SGN-420 | Door Mounted (Fire Doors) Wayfinding Signage | 581 | HWW | SGN-420 | Door Mounted (Fire Doors) Wayfinding Signage | SGN - SIGNAGE | Architectural Design | Yes |  | No | Yes | Yes | Yes |  | ACTIVE | Identified by Karlo 26/10/21 |  | Yes | Parent | Facilities | SI | 1.4.6.2 | Signage | RTO | RTO
1076 | SGN-500 | REGULATORY SIGNAGE - FOH | [8 empty] | No | [5 empty] | Heading only
1077 | SGN-510 | Wall Mounted Regulatory Signage | 581 | HWW | SGN-510 | Wall Mounted Regulatory Signage | SGN - SIGNAGE | Architectural Design | Yes |  | Yes | Yes | Yes | Yes |  | ACTIVE | Identified by Karlo 26/10/21 |  | Yes | Parent | Facilities | SI | 1.4.6.2 | Signage | RTO | RTO
1078 | SGN-520 | Wall Integrated Regulatory Signage | 581 | HWW | SGN-520 | Wall Integrated Regulatory Signage | SGN - SIGNAGE | Architectural Design | Yes |  | Yes | Yes | Yes | Yes |  | ACTIVE | Identified by Karlo 26/10/21 |  | Yes | Parent | Facilities | SI | 1.4.6.2 | Signage | RTO | RTO
1079 | SGN-530 | Door Mounted Regulatory Signage | 581 | HWW | SGN-530 | Door Mounted Regulatory Signage | SGN - SIGNAGE | Architectural Design | Yes |  | Yes | Yes | Yes | Yes |  | ACTIVE | Identified by Karlo 26/10/21 |  | Yes | Parent | Facilities | SI | 1.4.6.2 | Signage | RTO | RTO
1080 | SGN-540 | Door Mounted (Fire Door) Regulatory Signage | 581 | HWW | SGN-540 | Door Mounted (Fire Door) Regulatory Signage | SGN - SIGNAGE | Architectural Design | Yes |  | Yes | Yes | Yes | Yes |  | ACTIVE | Identified by Karlo 26/10/21 |  | Yes | Parent | Facilities | SI | 1.4.6.2 | Signage | RTO | RTO
1081 | SGN-600 | PUBLIC REALM SIGNAGE | [8 empty] | No | [5 empty] | Heading only
1082 | SGN-601 | Legible City Totem | Landscape Architect's Specification | HWW - Refer to Landscape Specification | SGN-601 | Legible City Totem | SGN - SIGNAGE | Architectural Design | Yes |  | Yes | Yes | Yes | Yes |  | ACTIVE | Identified by Karlo 26/10/21 |  | Yes | Parent |  |  | 1.4.1.1 | Station | RTO | RTO
1083 | SGN-620 | Legible City Fingerpost | Landscape Architect's Specification | HWW - Refer to Landscape Specification | SGN-620 | Legible City Fingerpost | SGN - SIGNAGE | Architectural Design | Yes |  | Yes | Yes | Yes | Yes |  | ACTIVE | Identified by Karlo 26/10/21 |  | Yes | Parent |  |  | 1.4.1.1 | Station | RTO | RTO
1084 | SGN-630 | Station Identifier (Flagpost) | Landscape Architect's Specification | HWW - Refer to Landscape Specification | SGN-630 | Station Identifier (Flagpost) | SGN - SIGNAGE | Architectural Design | Yes |  | Yes | Yes | Yes | Yes |  | ACTIVE | Identified by Karlo 26/10/21 |  | Yes | Parent |  |  | 1.4.1.1 | Station | RTO | RTO
1085 | SGN-640 | Station Identifier (Tabbed) | Landscape Architect's Specification | HWW - Refer to Landscape Specification | SGN-640 | Station Identifier (Tabbed) | SGN - SIGNAGE | Architectural Design | Yes |  | No | Yes | Yes | Yes |  | ACTIVE | Identified by Karlo 26/10/21 |  | Yes | Parent |  |  | 1.4.1.1 | Station | RTO | RTO
1086 | SGN-700 | RETAIL SIGNAGE | [8 empty] | No | [5 empty] | Heading only
1087 | SGN-701 | Retail Signage | 581 | HWW | SGN-701 | Retail Signage | SGN - SIGNAGE | Architectural Design | Yes |  | Yes | Yes | Yes | Yes |  | ACTIVE | Identified by Karlo 26/10/21 |  | Yes | Parent | Facilities | SI | 1.4.6.2 | Signage | RTO | RTO
1088 | SGN-730 | Tabbed Illuminated Retail Sign | 581 | HWW | SGN-730 | Tabbed Illuminated Retail Sign | SGN - SIGNAGE | Architectural Design | Yes |  | Yes | Yes | Yes | Yes |  | ACTIVE | Identified by Karlo 26/10/21 |  | Yes | Parent | Facilities | SI | 1.4.6.2 | Signage | RTO | RTO
1089 | SGN-800 | STATUTORY SIGNAGE | [8 empty] | No | [5 empty] | Heading only
1090 | SGN-810 | Suspended Statutory Signage | 581 | HWW | SGN-810 | Suspended Statutory Signage | SGN - SIGNAGE | Architectural Design | Yes |  | No | Yes | Yes | Yes |  | ACTIVE | Identified by Karlo 26/10/21 |  | Yes | Parent | Facilities | SI | 1.4.6.2 | Signage | RTO | RTO
1091 | SGN-815 | Braille and Tactile Panel Fully Encapsulated | 581 | HWW | SGN-815 | Braille and Tactile Panel Fully Encapsulated | SGN - SIGNAGE | Architectural Design | Yes |  | Yes | Yes | Yes | Yes |  | ACTIVE | Identified by Karlo 26/10/21 |  | Yes | Parent |  |  | 1.4.1.1 | Station | RTO | RTO
1092 | SGN-816 | Engraved Panel with Paint Filled Lettering | 581 | HWW | SGN-816 | Engraved Panel with Paint Filled Lettering | SGN - SIGNAGE | Architectural Design | No |  | Yes | Yes | No | No |  | ACTIVE | Identified by Karlo 26/10/21 |  | Yes | Child |  |  | 1.4.1.1 | Station | RTO | RTO
1093 | SGN-817 | Metal Panel with Vitreous Enamel | 581 | HWW | SGN-817 | Metal Panel with Vitreous Enamel | SGN - SIGNAGE | Architectural Design | No |  | Yes | Yes | No | No |  | ACTIVE | Identified by Karlo 26/10/21 |  | Yes | Child |  |  | 1.4.1.1 | Station | RTO | RTO
1094 | SGN-818 | Profile Cut Vinyl (Glazed Surfaces Only) | 581 | HWW | SGN-818 | Profile Cut Vinyl (Glazed Surfaces Only) | SGN - SIGNAGE | Architectural Design | No |  | Yes | Yes | No | No |  | ACTIVE | Identified by Karlo 26/10/21 |  | Yes | Child |  |  | 1.4.1.1 | Station | RTO | RTO
1095 | SGN-819 | Paint Applied Masked and Sprayed | 581 | HWW | SGN-819 | Paint Applied Masked and Sprayed | SGN - SIGNAGE | Architectural Design | No |  | Yes | Yes | No | No |  | ACTIVE | Identified by Karlo 26/10/21 |  | Yes | Child |  |  | 1.4.1.1 | Station | RTO | RTO
1096 | SGN-820 | Statutory Wall Tabbed Signage | 581 | HWW | SGN-820 | Statutory Wall Tabbed Signage | SGN - SIGNAGE | Architectural Design | Yes |  | No | Yes | Yes | Yes |  | ACTIVE | Identified by Karlo 26/10/21 |  | Yes | Parent | Facilities | SI | 1.4.6.2 | Signage | RTO | RTO
1097 | SGN-830 | Statutory Wall Integrated Signage | 581 | HWW | SGN-830 | Statutory Wall Integrated Signage | SGN - SIGNAGE | Architectural Design | Yes |  | No | Yes | Yes | Yes |  | ACTIVE | Identified by Karlo 26/10/21 |  | Yes | Parent | Facilities | SI | 1.4.6.2 | Signage | RTO | RTO
1098 | SGN-872 | Vinyl Film Border | 581 | HWW | SGN-872 | Vinyl Film Border | SGN - SIGNAGE | Architectural Design | No |  | No | Yes | No | No |  | ACTIVE | Identified as not required by Karlo 31/03/2022 |  |  | Child |  |  | 1.4.1.1 | Station | RTO | RTO
1099 | SGN-890 | Glazing Manifestation Film | 581 | HWW | SGN-890 | Glazing Manifestation Film | SGN - SIGNAGE | Architectural Design | No |  | Yes | Yes | No | No |  | ACTIVE | Identified as not required by Karlo 26/10/21 |  |  | Child |  |  | 1.4.1.1 | Station | RTO | RTO
1100 | SGN-891 | Glazing Film for Lifts | 581 | HWW | SGN-891 | Glazing Film for Lifts | SGN - SIGNAGE | Architectural Design | No |  | No | Yes | No | No |  | ACTIVE | Identified as not required by Karlo 26/10/21 |  |  | Child |  |  | 1.4.1.1 | Station | RTO | RTO
1101 | SGN-892 | Vinyl Glazing Film for Wall Advertising | 581 | HWW | SGN-892 | Vinyl Glazing Film for Wall Advertising | SGN - SIGNAGE | Architectural Design | No |  | No | Yes | No | No |  | ACTIVE | Identified as not required by Karlo 31/03/2022 |  |  | Child |  |  | 1.4.1.1 | Station | RTO | RTO
1102 | SKT | SKIRTING | [8 empty] | No | [5 empty] | Heading only
1103 | SKT-100 | STONE SKIRTING | [8 empty] | No | [5 empty] | Heading only
1104 | SKT-101 | 150mm Sesame Stone Skirting | 774 | HWW | SKT-101 | 150mm Sesame Stone Skirting | SKT - SKIRTING | Architectural Design | No |  | Yes | Yes | No | No |  | ACTIVE | Identified as not required by Karlo 26/10/21 |  | Yes | Child |  | not recorded | 1.4.6.3 | Landscape | RTO | RTO
1105 | SKT-102 | 150mm Sesame Stone Skirting | 774 | HWW | SKT-102 | 150mm Sesame Stone Skirting | SKT - SKIRTING | Architectural Design | No |  | Yes | Yes | No | No |  | ACTIVE | Identified as not required by Karlo 26/10/21 |  | Yes | Child |  | not recorded | 1.4.6.3 | Landscape | RTO | RTO
1106 | SKT-109 | Fed Square Stone Skirting | 774 | HWW | SKT-109 | Fed Square Stone Skirting | SKT - SKIRTING | Architectural Design | No |  | No | Yes | No | No |  | ACTIVE | Identified as not required by Karlo 26/10/21 |  | Yes | Child |  | not recorded | 1.4.6.3 | Landscape | RTO | RTO
1107 | SKT-111 | Sesame Stone Skirting - Vertical | 774 | HWW | SKT-111 | Sesame Stone Skirting - Vertical | SKT - SKIRTING | Architectural Design | No |  | Yes | Yes | No | No |  | ACTIVE | Identified as not required by Karlo 26/10/21 |  | Yes | Child |  | not recorded | 1.4.6.3 | Landscape | RTO | RTO
1108 | SKT-120 | 150mm Sesame Stone Skirting for Lighting Post | 774 | HWW | SKT-120 | 150mm Sesame Stone Skirting for Lighting Post | SKT - SKIRTING | Architectural Design | No |  | No | Yes | No | No |  | ACTIVE | Identified as not required by Karlo 26/10/21 |  | Yes | Child |  | not recorded | 1.4.1.1 | Station | RTO | RTO
1109 | SKT-130 | 150mm Sesame Stone Skirting Recessed in Column | 774 | HWW | SKT-130 | 150mm Sesame Stone Skirting Recessed in Column | SKT - SKIRTING | Architectural Design | No |  | Yes | Yes | No | No |  | ACTIVE | Identified as not required by Karlo 26/10/21 |  | Yes | Child |  | not recorded | 1.4.1.1 | Station | RTO | RTO
1110 | SKT-151 | 150mm Bluestone Skirting | 774 | HWW | SKT-151 | 150mm Bluestone Skirting | SKT - SKIRTING | Architectural Design | No |  | No | Yes | No | No |  | ACTIVE | Identified as not required by Karlo 26/10/21 |  | Yes | Child |  | not recorded | 1.4.6 | Public Realm | RTO | RTO
1111 | SKT-160 | Bluestone Skirting - Sloped Floor | 774 | HWW | SKT-160 | Bluestone Skirting - Sloped Floor | SKT - SKIRTING | Architectural Design | No |  | No | Yes | No | No |  | ACTIVE | Identified as not required by Karlo 26/10/21 |  | Yes | Child |  | not recorded | 1.4.6 | Public Realm | RTO | RTO
1112 | SKT-161 | Bluestone Skirting - Vertical | 774 | HWW | SKT-161 | Bluestone Skirting - Vertical | SKT - SKIRTING | Architectural Design | No |  | Yes | Yes | No | No |  | ACTIVE | Identified as not required by Karlo 26/10/21 |  | Yes | Child |  | not recorded | 1.4.6 | Public Realm | RTO | RTO
1113 | SKT-162 | Curved Bluestone Skirting | 774 | HWW | SKT-162 | Curved Bluestone Skirting | SKT - SKIRTING | Architectural Design | No |  | Yes | Yes | No | No |  | ACTIVE | Identified as not required by Karlo 26/10/21 |  | Yes | Child |  | not recorded | 1.4.6 | Public Realm | RTO | RTO
1114 | SKT-163 | Bluestone Skirting ‐ Vertical | 774 | HWW | SKT-163 | Bluestone Skirting ‐ Vertical | SKT - SKIRTING | Architectural Design | No |  | No | Yes | No | No |  | ACTIVE | Identified as not required by Karlo 26/10/21 |  | Yes | Child |  | not recorded | 1.4.6 | Public Realm | RTO | RTO
1115 | SKT-170 | Bluestone Skirting to Match Existing - Degraves | 774 | HWW | SKT-170 | Bluestone Skirting to Match Existing - Degraves | SKT - SKIRTING | Architectural Design | No |  | No | Yes | No | No |  | ACTIVE | Identified as not required by Karlo 26/10/21 |  | Yes | Child |  | not recorded | 1.4.6 | Public Realm | RTO | RTO
1116 | SKT-171 | Stone Skirting to Match Existing - Campbell Arcade | 774 | HWW | SKT-171 | Stone Skirting to Match Existing - Campbell Arcade | SKT - SKIRTING | Architectural Design | No |  | No | Yes | No | No |  | ACTIVE | Identified as not required by Karlo 26/10/21 |  | Yes | Child |  | not recorded | 1.4.6 | Public Realm | RTO | RTO
1117 | SKT-200 | RUBBER/ VINYL SKIRTING | [8 empty] | No | [5 empty] | Heading only
1118 | SKT-201 | Coved Vinyl Skirting | 651 | HWW | SKT-201 | Coved Vinyl Skirting | SKT - SKIRTING | Architectural Design | No |  | Yes | Yes | No | No |  | ACTIVE | Identified as not required by Karlo 26/10/21 |  | Yes | Child |  | not recorded | 1.4.1.1 | Station | RTO | RTO
1119 | SKT-210 | Flat Vinyl Skirting | 651 | HWW | SKT-210 | Flat Vinyl Skirting | SKT - SKIRTING | Architectural Design | No |  | Yes | Yes | No | No |  | ACTIVE | Identified as not required by Karlo 26/10/21 |  | Yes | Child |  | not recorded | 1.4.1.1 | Station | RTO | RTO
1120 | SKT-211 | 100mm Coved Vinyl Skirting | 651 | HWW | SKT-211 | 100mm Coved Vinyl Skirting | SKT - SKIRTING | Architectural Design | No |  | Yes | Yes | No | No |  | ACTIVE | Identified as not required by Karlo 26/10/21 |  | Yes | Child |  | not recorded | 1.4.1.1 | Station | RTO | RTO
1121 | SKT-220 | Coved Vinyl Skirting - La Trobe | 651 | HWW | SKT-220 | Coved Vinyl Skirting - La Trobe | SKT - SKIRTING | Architectural Design | No |  | Yes | Yes | No | No |  | ACTIVE | Identified as not required by Karlo 26/10/21 |  | Yes | Child |  | not recorded | 1.4.1.1 | Station | RTO | RTO
1122 | Code Item Section Design Scope | [9 empty] | No | [5 empty] | Heading only
1123 | SKT-300 | PAINT SKIRTING | [8 empty] | No | [5 empty] | Heading only
1124 | SKT-301 | 150mm Skirting - Painted | 671 | HWW | SKT-301 | 150mm Skirting - Painted | SKT - SKIRTING | Architectural Design | No |  | No | Yes | No | No |  | ACTIVE | Identified as not required by Karlo 31/03/2022 |  | Yes | Child |  | not recorded | 1.4.1.1 | Station | RTO | RTO
1125 | SKT-400 | TILE SKIRTING | [8 empty] | No | [5 empty] | Heading only
1126 | SKT-401 | Tile Skirting - FOH | 631 | HWW | SKT-401 | Tile Skirting - FOH | SKT - SKIRTING | Architectural Design | No |  | Yes | Yes | No | No |  | ACTIVE | Identified as not required by Karlo 26/10/21 |  | Yes | Child |  | not recorded | 1.4.1.1 | Station | RTO | RTO
1127 | SKT-402 | Tile Skirting - BOH | 631 | HWW | SKT-402 | Tile Skirting - BOH | SKT - SKIRTING | Architectural Design | No |  | Yes | Yes | No | No |  | ACTIVE | Identified as not required by Karlo 26/10/21 |  | Yes | Child |  | not recorded | 1.4.1.1 | Station | RTO | RTO
1128 | SKT-500 | METAL SKIRTING | [8 empty] | No | [5 empty] | Heading only
1129 | SKT-510 | 150mm Skirting - Stainless Steel | 556 | HWW | SKT-510 | 150mm Skirting - Stainless Steel | SKT - SKIRTING | Architectural Design | No |  | Yes | Yes | No | No |  | ACTIVE | Identified as not required by Karlo 26/10/21 |  | Yes | Child |  | not recorded | 1.4.1.1 | Station | RTO | RTO
1130 | SKT-511 | 300mm Skirting - Stainless Steel | 556 | HWW | SKT-511 | 300mm Skirting - Stainless Steel | SKT - SKIRTING | Architectural Design | No |  | Yes | Yes | No | No |  | ACTIVE | Identified as not required by Karlo 26/10/21 |  | Yes | Child |  | not recorded | 1.4.1.1 | Station | RTO | RTO
1131 | SKT-515 | 150mm Skirting - Aluminium | 556 | HWW | SKT-515 | 150mm Skirting - Aluminium | SKT - SKIRTING | Architectural Design | No |  | No | Yes | No | No |  | ACTIVE | Identified as not required by Karlo 31/03/2022 |  | Yes | Child |  | not recorded | 1.4.1.1 | Station | RTO | RTO
1132 | SKT-600 | CONCRETE SKIRTING | [8 empty] | No | [5 empty] | Heading only
1133 | SKT-601 | Precast Concrete Skirting | 556 | HWW | SKT-601 | Precast Concrete Skirting | SKT - SKIRTING | Architectural Design | No |  | Yes | Yes | No | No |  | ACTIVE | Identified as not required by Karlo 26/10/21 |  | Yes | Child |  | not recorded | 1.4.1.1 | Station | RTO | RTO
1134 | STA | STAIRS | [8 empty] | No | [5 empty] | Heading only
1135 | STA-100 | CONCRETE STAIRS | [8 empty] | No | [5 empty] | Heading only
1136 | STA-101 | Precast Concrete Stair | Project Engineer's Specification | By Project Engineer | STA-101 | Precast Concrete Stair | STA - STAIRS | Architectural Design | Yes |  | Yes | Yes | Yes | Yes |  | ACTIVE | Identified by Karlo 26/10/21 |  |  | Parent |  | not recorded | 1.4.1.1 | Station | RTO | RTO
1137 | STA-104 | Insitu Concrete Stair | Project Engineer's Specification | By Project Engineer | STA-104 | Insitu Concrete Stair | STA - STAIRS | Architectural Design | Yes |  | No | Yes | Yes | Yes |  | ACTIVE | Identified by Karlo 26/10/21 |  |  | Parent |  | not recorded | 1.4.1.1 | Station | RTO | RTO
1138 | STA-105 | External Stair & Ramp | 774 | HWW | STA-105 | External Stair & Ramp | STA - STAIRS | Architectural Design | Yes |  | Yes | Yes | Yes | Yes |  | ACTIVE | Identified by Karlo 26/10/21 |  |  | Parent |  | not recorded | 1.4.1.1 | Station | RTO | RTO
1139 | STA-200 | METAL STAIRS | [8 empty] | No | [5 empty] | Heading only
1140 | STA-201 | Metal Stairs with Concrete Infill | Project Engineer's Specification | By Project Engineer | STA-201 | Metal Stairs with Concrete Infill | STA - STAIRS | Architectural Design | Yes |  | Yes | Yes | Yes | Yes |  | ACTIVE | Identified by Karlo 26/10/21 |  |  | Parent |  | not recorded | 1.4.1.1 | Station | RTO | RTO
1141 | STA-202 | Metal Stairs | Project Engineer's Specification | By Project Engineer | STA-202 | Metal Stairs | STA - STAIRS | Architectural Design | Yes |  | No | Yes | Yes | Yes |  | ACTIVE | Identified by Karlo 26/10/21 |  |  | Parent |  | not recorded | 1.4.1.1 | Station | RTO | RTO
1142 | STA-206 | Metal Stair Tread | 552 | HWW | STA-206 | Metal Stair Tread | STA - STAIRS | Architectural Design | No |  | Yes | Yes | No | No |  | ACTIVE | Identified as not required by Karlo 26/10/21 |  |  | Child |  | not recorded | 1.4.1.1 | Station | RTO | RTO
1143 | STA-207 | Concrete Stair Tread | Project Engineer's Specification | By Project Engineer | STA-207 | Concrete Stair Tread | STA - STAIRS | Architectural Design | No |  | No | Yes | No | No |  | ACTIVE | Identified as not required by Karlo 26/10/21 |  |  | Child |  | not recorded | 1.4.1.1 | Station | RTO | RTO
1144 | STA-211 | PFC Stair | 552 | HWW | STA-211 | PFC Stair | STA - STAIRS | Architectural Design | No |  | No | Yes | No | No |  | ACTIVE | Identified as not required by Karlo 31/03/2022 |  |  | Parent |  | not recorded | 1.4.1.1 | Station | RTO | RTO
1145 | STR | STRUCTURE | [8 empty] | No | [5 empty] | Heading only
1146 | STR-100 | COLUMN | [8 empty] | No | [5 empty] | Heading only
1147 | STR-101 | Concrete Column | Project Engineer's Specification | By Project Engineer | STR-101 | Concrete Column | STR - STRUCTURE | Architectural Design | No |  | No | Yes | No | No |  | ACTIVE | Identified as not required by Karlo 26/10/21 |  |  | Parent |  |  | 1.4.1.1 | Station | RTO | RTO
1148 | STR-102 | Crypt Concrete Column with Branch Head - Type 01 | Project Engineer's Specification | By Project Engineer | STR-102 | Crypt Concrete Column with Branch Head - Type 01 | STR - STRUCTURE | Architectural Design | No |  | No | Yes | No | No |  | ACTIVE | Identified as not required by Karlo 26/10/21 |  |  | Parent |  |  | 1.4.1.1 | Station | RTO | RTO
1149 | STR-103 | Crypt Concrete Column with Branch Head - Type 02 | Project Engineer's Specification | By Project Engineer | STR-103 | Crypt Concrete Column with Branch Head - Type 02 | STR - STRUCTURE | Architectural Design | No |  | No | Yes | No | No |  | ACTIVE | Identified as not required by Karlo 26/10/21 |  |  | Parent |  |  | 1.4.1.1 | Station | RTO | RTO
1150 | STR-120 | Steel Column | Project Engineer's Specification | By Project Engineer | STR-120 | Steel Column | STR - STRUCTURE | Architectural Design | No |  | Yes | Yes | No | No |  | ACTIVE | Identified as not required by Karlo 26/10/21 |  |  | Parent |  |  | 1.4.1.1 | Station | RTO | RTO
1151 | STR-126 | Stainless Steel Column | Project Engineer's Specification | By Project Engineer | STR-126 | Stainless Steel Column | STR - STRUCTURE | Architectural Design | No |  | No | Yes | No | No |  | ACTIVE | Identified as not required by Karlo 26/10/21 |  |  | Parent |  |  | 1.4.1.1 | Station | RTO | RTO
1152 | STR-200 | WALLS | [8 empty] | No | [5 empty] | Heading only
1153 | STR-201 | Concrete Wall | Project Engineer's Specification | By Project Engineer | STR-201 | Concrete Wall | STR - STRUCTURE | Architectural Design | No |  | Yes | Yes | No | No |  | ACTIVE | Identified as not required by Karlo 26/10/21 |  |  | Parent |  |  | 1.4.1.1 | Station | RTO | RTO
1154 | STR-300 | FLOORS | [8 empty] | No | [5 empty] | Heading only
1155 | STR-301 | Concrete Floor/ Slab | Project Engineer's Specification | By Project Engineer | STR-301 | Concrete Floor/ Slab | STR - STRUCTURE | Architectural Design | No |  | Yes | Yes | No | No |  | ACTIVE | Identified as not required by Karlo 26/10/21 |  | Yes | Parent |  | not recorded | 1.4.1.1 | Station | RTO | RTO
1156 | STR-350 | Precast Concrete Floor | Project Engineer's Specification | By Project Engineer | STR-350 | Precast Concrete Floor | STR - STRUCTURE | Architectural Design | No |  | No | Yes | No | No |  | ACTIVE | Identified as not required by Karlo 26/10/21 |  | Yes | Parent |  | not recorded | 1.4.1.1 | Station | RTO | RTO
1157 | STR-360 | Primary Structure Wearing Slab | Project Engineer's Specification | By Project Engineer | STR-360 | Primary Structure Wearing Slab | STR - STRUCTURE | Architectural Design | No |  | No | Yes | No | No |  | ACTIVE | Identified as not required by Karlo 26/10/21 |  |  | Parent |  |  | 1.4.1.1 | Station | RTO | RTO
1158 | STR-361 | Precast Ramp (Ard) | Project Engineer's Specification | By Project Engineer | STR-361 | Precast Ramp (Ard) | STR - STRUCTURE | Architectural Design | No |  | No | Yes | No | No |  | ACTIVE | Identified as not required by Karlo 26/10/21 |  |  | Parent |  |  | 1.4.1.1 | Station | RTO | RTO
1159 | STR-400 | BEAMS | [8 empty] | No | [5 empty] | Heading only
1160 | STR-401 | Concrete Beam | Project Engineer's Specification | By Project Engineer | STR-401 | Concrete Beam | STR - STRUCTURE | Architectural Design | No |  | No | Yes | No | No |  | ACTIVE | Identified as not required by Karlo 26/10/21 |  |  | Parent |  |  | 1.4.1.1 | Station | RTO | RTO
1161 | STR-410 | Precast Concrete Beam | Project Engineer's Specification | By Project Engineer | STR-410 | Precast Concrete Beam | STR - STRUCTURE | Architectural Design | No |  | No | Yes | No | No |  | ACTIVE | Identified as not required by Karlo 26/10/21 |  |  | Parent |  |  | 1.4.1.1 | Station | RTO | RTO
1162 | Code Item Section Design Scope | [9 empty] | No | [5 empty] | Heading only
1163 | STR-420 | Steel Beam | Project Engineer's Specification | By Project Engineer | STR-420 | Steel Beam | STR - STRUCTURE | Architectural Design | No |  | Yes | Yes | No | No |  | ACTIVE | Identified as not required by Karlo 26/10/21 |  |  | Parent |  |  | 1.4.1.1 | Station | RTO | RTO
1164 | STR-421 | Steel Plates | Project Engineer's Specification | By Project Engineer | STR-421 | Steel Plates | STR - STRUCTURE | Architectural Design | No |  | No | Yes | No | No |  | ACTIVE | Identified as not required by Karlo 26/10/21 |  |  | Child |  |  | 1.4.1.1 | Station | RTO | RTO
1165 | STR-422 | Stainless Steel Beam | Project Engineer's Specification | By Project Engineer | STR-422 | Stainless Steel Beam | STR - STRUCTURE | Architectural Design | No |  | Yes | Yes | No | No |  | ACTIVE | Identified as not required by Karlo 26/10/21 |  |  | Parent |  |  | 1.4.1.1 | Station | RTO | RTO
1166 | STR-423 | Steel Node | Project Engineer's Specification | By Project Engineer | STR-423 | Steel Node | STR - STRUCTURE | Architectural Design | No |  | No | Yes | No | No |  | ACTIVE | Identified as not required by Karlo 26/10/21 |  |  | Parent |  |  | 1.4.1.1 | Station | RTO | RTO
1167 | STR-425 | Strut | Project Engineer's Specification | By Project Engineer | STR-425 | Strut | STR - STRUCTURE | Architectural Design | No |  | Yes | Yes | No | No |  | ACTIVE | Identified as not required by Karlo 26/10/21 |  |  | Parent |  |  | 1.4.1.1 | Station | RTO | RTO
1168 | STR-441 | Painted Steel Frame to Lift Shaft | Project Engineer's Specification | By Project Engineer | STR-441 | Painted Steel Frame to Lift Shaft | STR - STRUCTURE | Architectural Design | No |  | No | Yes | No | No |  | ACTIVE | Identified as not required by Karlo 26/10/21 |  |  | Parent |  |  | 1.4.1.1 | Station | RTO | RTO
1169 | STR-464 | Steel Bridge | Project Engineer's Specification | By Project Engineer | STR-464 | Steel Bridge | STR - STRUCTURE | Architectural Design | Yes |  | No | Yes | Yes | Yes |  | ACTIVE | Identified by Karlo 26/10/21 |  | Yes | Parent |  |  | 1.4.1.1 | Station | RTO | RTO
1170 | STR-470 | Timber Beam (Engineered) | Project Engineer's Specification | By Project Engineer | STR-470 | Timber Beam (Engineered) | STR - STRUCTURE | Architectural Design | No |  | No | Yes | No | No |  | ACTIVE | Identified as not required by Karlo 26/10/21 |  |  | Parent |  |  | 1.4.1.1 | Station | RTO | RTO
1171 | STR-500 | UPSTANDS | [8 empty] | No | [5 empty] | Heading only
1172 | STR-501 | Concrete Bund/ Upstand | Project Engineer's Specification | By Project Engineer | STR-501 | Concrete Bund/ Upstand | STR - STRUCTURE | Architectural Design | No |  | Yes | Yes | No | No |  | ACTIVE | Identified as not required by Karlo 26/10/21 |  |  | Parent |  |  | 1.4.1.1 | Station | RTO | RTO
1173 | STR-510 | Column Base Connection | Project Engineer's Specification | By Project Engineer | STR-510 | Column Base Connection | STR - STRUCTURE | Architectural Design | No |  | Yes | Yes | No | No |  | ACTIVE | Identified as not required by Karlo 26/10/21 |  |  | Child |  |  | 1.4.1.1 | Station | RTO | RTO
1174 | STR-511 | Equilateral Angle | 552 | HWW | STR-511 | Equilateral Angle | STR - STRUCTURE | Architectural Design | No |  | Yes | Yes | No | No |  | ACTIVE | Identified as not required by Karlo 26/10/21 |  |  | Parent |  |  | 1.4.1.1 | Station | RTO | RTO
1175 | STR-600 | FEATURES | [8 empty] | No | [5 empty] | Heading only
1176 | STR-601 | Precast Skylight (Ard) | Project Engineer's Specification | By Project Engineer | STR-601 | Precast Skylight (Ard) | STR - STRUCTURE | Architectural Design | No |  | Yes | Yes | No | No |  | ACTIVE | Identified as not required by Karlo 26/10/21 |  |  | Parent |  |  | 1.4.1.1 | Station | RTO | RTO
1177 | STR-602 | Precast Skylight (PKV) | 435 | HWW | STR-602 | Precast Skylight (PKV) | STR - STRUCTURE | Architectural Design | No |  | No | Yes | No | No |  | ACTIVE | Identified as not required by Karlo 26/10/21 |  |  | Parent |  |  | 1.4.1.1 | Station | RTO | RTO
1178 | STR-620 | Cable Brace/ Tie | Project Engineer's Specification | By Project Engineer | STR-620 | Cable Brace/ Tie | STR - STRUCTURE | Architectural Design | No |  | No | Yes | No | No |  | ACTIVE | Identified as not required by Karlo 26/10/21 |  |  | Child |  |  | 1.4.1.1 | Station | RTO | RTO
1179 | STR-621 | Stainless Steel Cable Brace | Project Engineer's Specification | By Project Engineer | STR-621 | Stainless Steel Cable Brace | STR - STRUCTURE | Architectural Design | No |  | No | Yes | No | No |  | ACTIVE | Identified as not required by Karlo 26/10/21 |  |  | Child |  |  | 1.4.1.1 | Station | RTO | RTO
1180 | STR-800 | SECONDARY STRUCTURE | [8 empty] | No | [5 empty] | Heading only
1181 | STR-801 | Secondary Support Structure | Project Engineer's Specification | By Project Engineer | STR-801 | Secondary Support Structure | STR - STRUCTURE | Architectural Design | No |  | Yes | Yes | No | No |  | ACTIVE | Identified as not required by Karlo 26/10/21 |  |  | Parent |  |  | 1.4.1.1 | Station | RTO | RTO
1182 | STR-802 | Stainless Steel Façade Support Beam (Portal) | Project Engineer's Specification | By Project Engineer | STR-802 | Stainless Steel Façade Support Beam (Portal) | STR - STRUCTURE | Architectural Design | No |  | Yes | Yes | No | No |  | ACTIVE | Identified as not required by Karlo 26/10/21 |  |  | Parent |  |  | 1.4.1.1 | Station | RTO | RTO
1183 | STR-810 | Ceiling Secondary Support Structure | Project Engineer's Specification | By Project Engineer | STR-810 | Ceiling Secondary Support Structure | STR - STRUCTURE | Architectural Design | No |  | No | Yes | No | No |  | ACTIVE | Identified as not required by Karlo 26/10/21 |  |  | Child |  |  | 1.4.1.1 | Station | RTO | RTO
1184 | TRM | TRIMS / ARCHITRAVES | [8 empty] | No | [5 empty] | Heading only
1185 | TRM-200 | EXTERNAL TRIM | [8 empty] | No | [5 empty] | Heading only
1186 | TRM-202 | External Picture Frame Trim | 556 | HWW | TRM-202 | External Picture Frame Trim | TRM - TRIMS / ARCHITRAVES | Architectural Design | No |  | Yes | Yes | No | No |  | ACTIVE | Identified as not required by Karlo 26/10/21 |  |  | Child |  |  | 1.4.1.1 | Station | RTO | RTO
1187 | TRM-203 | External Steel Trim to Match EWS-610 | 556 | HWW | TRM-203 | External Steel Trim to Match EWS-610 | TRM - TRIMS / ARCHITRAVES | Architectural Design | No |  | No | Yes | No | No |  | ACTIVE | Identified as not required by Karlo 26/10/21 |  |  | Child |  |  | 1.4.1.1 | Station | RTO | RTO
1188 | TRM-300 | DOOR THRESHOLD | [8 empty] | No | [5 empty] | Heading only
1189 | TRM-301 | Door Threshold Plate - Type 1 | 556 | HWW | TRM-301 | Door Threshold Plate - Type 1 | TRM - TRIMS / ARCHITRAVES | Architectural Design | No |  | Yes | Yes | No | No |  | ACTIVE | Identified as not required by Karlo 26/10/21 |  | Yes | Child |  | not recorded | 1.4.1.1 | Station | RTO | RTO
1190 | TRM-302 | Transition Edge Threshold | 556 | HWW | TRM-302 | Transition Edge Threshold | TRM - TRIMS / ARCHITRAVES | Architectural Design | No |  | Yes | Yes | No | No |  | ACTIVE | Identified as not required by Karlo 26/10/21 |  |  | Child |  |  | 1.4.1.1 | Station | RTO | RTO
1191 | TRM-303 | Door Threshold Plate - Type 2 | 556 | HWW | TRM-303 | Door Threshold Plate - Type 2 | TRM - TRIMS / ARCHITRAVES | Architectural Design | No |  | No | Yes | No | No |  | ACTIVE | Identified as not required by Karlo 26/10/21 |  | Yes | Child |  | not recorded | 1.4.1.1 | Station | RTO | RTO
1192 | TRM-304 | Door Threshold Plate - Type 3 | 556 | HWW | TRM-304 | Door Threshold Plate - Type 3 | TRM - TRIMS / ARCHITRAVES | Architectural Design | No |  | Yes | Yes | No | No |  | ACTIVE | Identified as not required by Karlo 26/10/21 |  | Yes | Child |  | not recorded | 1.4.1.1 | Station | RTO | RTO
1193 | TRM-310 | Door Water Bar Threshold | 556 | HWW | TRM-310 | Door Water Bar Threshold | TRM - TRIMS / ARCHITRAVES | Architectural Design | No |  | No | Yes | No | No |  | ACTIVE | Identified as not required by Karlo 26/10/21 |  | Yes | Child |  | not recorded | 1.4.1.1 | Station | RTO | RTO
1194 | TRM-400 | ARCHITRAVE | [8 empty] | No | [5 empty] | Heading only
1195 | TRM-420 | Lift Architrave Trim - Metal | 556 | HWW | TRM-420 | Lift Architrave Trim - Metal | TRM - TRIMS / ARCHITRAVES | Architectural Design | No |  | Yes | Yes | No | No |  | ACTIVE | Identified as not required by Karlo 26/10/21 |  |  | Child |  |  | 1.4.1.1 | Station | RTO | RTO
1196 | TRM-421 | Lift Curved Architrave Trim - Metal | 556 | HWW | TRM-421 | Lift Curved Architrave Trim - Metal | TRM - TRIMS / ARCHITRAVES | Architectural Design | No |  | No | Yes | No | No |  | ACTIVE | Identified as not required by Karlo 26/10/21 |  |  | Child |  |  | 1.4.1.1 | Station | RTO | RTO
1197 | TRM-461 | External Door Architrave - Mild Steel | 556 | HWW | TRM-461 | External Door Architrave - Mild Steel | TRM - TRIMS / ARCHITRAVES | Architectural Design | No |  | Yes | Yes | No | No |  | ACTIVE | Identified as not required by Karlo 26/10/21 |  | Yes | Child |  | not recorded | 1.4.1.1 | Station | RTO | RTO
1198 | TRM-500 | CONCRETE TRIMS | [8 empty] | No | [5 empty] | Heading only
1199 | TRM-501 | Precast Concrete Parapet | Project Engineer's Specification | By Project Engineer | TRM-501 | Precast Concrete Parapet | TRM - TRIMS / ARCHITRAVES | Architectural Design | No |  | No | Yes | No | No |  | ACTIVE | Identified as not required by Karlo 26/10/21 |  |  | Child |  |  | 1.4.1.1 | Station | RTO | RTO
1200 | Code Item Section Design Scope | [9 empty] | No | [5 empty] | Heading only
1201 | TRM-502 | Precast Concrete Arch Base (Ard) | Project Engineer's Specification | By Project Engineer | TRM-502 | Precast Concrete Arch Base (Ard) | TRM - TRIMS / ARCHITRAVES | Architectural Design | No |  | No | Yes | No | No |  | ACTIVE | Identified as not required by Karlo 26/10/21 |  |  | Parent |  |  | 1.4.1.1 | Station | RTO | RTO
1202 | WIN | WINDOWS / GLAZING SYSTEMS | [8 empty] | No | [5 empty] | Heading only
1203 | WIN-100 | INTERNAL WINDOWS | [8 empty] | No | [5 empty] | Heading only
1204 | WIN-101 | CSC - Ticket Window | 451 | HWW | WIN-101 | CSC - Ticket Window | WIN - WINDOWS / GLAZING SYSTEMS | Architectural Design | No |  | Yes | Yes | No | No |  | ACTIVE | Identified as not required by Karlo 26/10/21 |  |  | Parent |  |  | 1.4.1.1 | Station | RTO | RTO
1205 | WIN-102 | Integrated Glazed CSC - Ticket Window | 451 | HWW | WIN-102 | Integrated Glazed CSC - Ticket Window | WIN - WINDOWS / GLAZING SYSTEMS | Architectural Design | No |  | No | Yes | No | No |  | ACTIVE | Identified as not required by Karlo 26/10/21 |  |  | Parent |  |  | 1.4.1.1 | Station | RTO | RTO
1206 | WIN-110 | SCR/ ICR/ PSO FR Window | 451 | HWW | WIN-110 | SCR/ ICR/ PSO FR Window | WIN - WINDOWS / GLAZING SYSTEMS | Architectural Design | No |  | No | Yes | No | No |  | ACTIVE | Identified as not required by Karlo 26/10/21 |  |  | Parent |  |  | 1.4.1.1 | Station | RTO | RTO
1207 | WIN-111 | Internal Office Window | 451 | HWW | WIN-111 | Internal Office Window | WIN - WINDOWS / GLAZING SYSTEMS | Architectural Design | No |  | Yes | Yes | No | No |  | ACTIVE | Identified as not required by Karlo 26/10/21 |  |  | Parent |  |  | 1.4.1.1 | Station | RTO | RTO
1208 | WIN-112 | PSO Window | 451 | HWW | WIN-112 | PSO Window | WIN - WINDOWS / GLAZING SYSTEMS | Architectural Design | No |  | Yes | Yes | No | No |  | ACTIVE | Identified as not required by Karlo 26/10/21 |  |  | Parent |  |  | 1.4.1.1 | Station | RTO | RTO
1209 | WIN-130 | Internal Window - Degraves | 451 | HWW | WIN-130 | Internal Window - Degraves | WIN - WINDOWS / GLAZING SYSTEMS | Architectural Design | No |  | No | Yes | No | No |  | ACTIVE | Identified as not required by Karlo 26/10/21 |  |  | Parent |  |  | 1.4.1.1 | Station | RTO | RTO
1210 | WIN-200 | EXTERNAL WINDOWS | [8 empty] | No | [5 empty] | Heading only
1211 | WIN-201 | External Retail Window | 451 | HWW | WIN-201 | External Retail Window | WIN - WINDOWS / GLAZING SYSTEMS | Architectural Design | Yes |  | No | Yes | Yes | Yes |  | ACTIVE | Identified by Karlo 26/10/21 |  | Yes | Parent |  |  | 1.4.1.1 | Station | RTO | RTO
1212 | WIN-202 | External Retail Window Display Box | 451 | HWW | WIN-202 | External Retail Window Display Box | WIN - WINDOWS / GLAZING SYSTEMS | Architectural Design | Yes |  | Yes | Yes | Yes | Yes |  | ACTIVE | Identified by Karlo 26/10/21 |  | Yes | Parent |  |  | 1.4.1.1 | Station | RTO | RTO
1213 | WPS-100 | WATERPROOFING SYSTEMS | [8 empty] | No | [5 empty] | Heading only
1214 | WPS-101 | Waterproofing System - Roof | 411 | HWW | WPS-101 | Waterproofing System - Roof | WPS - WATERPROOFING SYSTEMS | Architectural Design | No |  | No | Yes | No | No |  | ACTIVE | Identified as not required by Karlo 26/10/21 |  |  | Child |  | not recorded | 1.4.1.1 | Station | RTO | RTO
1215 | WPS-102 | Waterproofing System - WCs | 412 | HWW | WPS-102 | Waterproofing System - WCs | WPS - WATERPROOFING SYSTEMS | Architectural Design | No |  | No | Yes | No | No |  | ACTIVE | Identified as not required by Karlo 26/10/21 |  |  | Child |  | not recorded | 1.4.1.1 | Station | RTO | RTO
1216 | WPS-103 | Electrical Isolation System - PSD System | 412 | HWW | WPS-103 | Waterproofing System - PSD System | WPS - WATERPROOFING SYSTEMS | Architectural Design | No |  | No | Yes | No | No |  | ACTIVE | Identified as not required by Karlo 26/10/21 |  |  | Child |  | not recorded | 1.4.1.1 | Station | RTO | RTO
1217 | WPS-110 | Waterproofing Sealant (ARD ARCH) | 411 | HWW | WPS-110 | Waterproofing Sealant (ARD ARCH) | WPS - WATERPROOFING SYSTEMS | Architectural Design | No |  | No | Yes | No | No |  | ACTIVE | Identified as not required by Karlo 26/10/21 |  |  | Child |  | not recorded | 1.4.1.1 | Station | RTO | RTO
1218 | WPS-120 | Precast Panel Joint Baffle | 435 | HWW | WPS-120 | Precast Panel Joint Baffle | WPS - WATERPROOFING SYSTEMS | Architectural Design | No |  | No | Yes | No | No |  | ACTIVE | Identified as not required by Karlo 26/10/21 |  |  | Child |  |  | 1.4.1.1 | Station | RTO | RTO