## Intro
Model Data requirement
Attribute Name | Allocation | Attribute Explination | Example (ARC) | Example (MEP) | Tunnel Comments
MM_Discipline | All Elements (LOI 1) | Architecture, Landscape Architecture, Mechanical | Architecture | Mechanical | Refer to data dictionary (MEP Data Requirements Tab)
MM_System | All Elements (LOI 1) | TRS Heading | ADV - Advertising | EXA-Exhaust Air | Refer to data dictionary (MEP Systems Tab)
MM_Type | All Elements (LOI 1) | TRS Type Code, | ADV-101 | OFD | Refer to data dictionary (MEP Data Requirements Tab)
MM_Asset ID | Assets (LOI 2) | <Location-Code>-<Type Code>-<Number> or (For Tunnel Assets, refer to strategy from Individual discipline IFC Asset Register) | AEN-ADV-101-0001 | AEN-OFD-0201 | Refer to IFC asset register per discipline (For information regarding the Asset ID’s, follow asset id’s from induvial discipline design packages certified asset schedule and replicate. For additional asset id’s, use same asset id naming conventions as in induvial discipline design packages certified asset schedule)
MM_Location | Assets (LOI 2) | <Location-Code>-<Level>-<Space Code> or <Location-Code>-<Segment>-<Chainage/CP Ref> | AEN-GF-298-1 | AEN-B1-865-2 | Refer to Table 01, 02 & 3 on this page
MM_Coordinates | Assets (LOI 2) | MGA Coordinates for MTM assets (EACR requirement) (Meters with 3 decimal places) (Format is Eastern, Northern) | E319892.880,N5812159.980 | E319892.880,N5812159.980 | Same Comment as Column C
Files per Requirement
RSHP ARC Data Requirement
TAS-RSH-ARD-ZWD-MOD-ARC-AEN-D0001 | ARD - WIL - RSHP VE Works
TAS-RSH-PKV-ZWD-MOD-ARC-AEN-D0001 | PKV - WIL - RSHP VE Works
TAS-RSH-DOM-ZWD-MOD-ARC-AEN-D0001 | DOM - WIL - RSHP VE Works
TAS-RSH-CBN-ZWD-MOD-ARC-AEN-D0001 | CBN - WIL - RSHP VE Works |  | OFD | Over Track Fan Damper
TAS-RSH-CBS-ZWD-MOD-ARC-AEN-D0001 | CBS - WIL - RSHP VE Works
HWW ARC Data Requirement |  |  | Exhaust Air | EXA
TAS-HWW-ARD-AIS-MOD-ARC-AEN-A0001 | ARD - HWW - Architectural - Substation
TAS-HWW-ARD-ZWD-MOD-ARC-AEN-A0002 | ARD - HWW - Architectural
TAS-HWW-ARD-ZWD-MOD-ARC-AEN-A0025 | ARD - HWW - Architectural - Furniture
TAS-HWW-ARD-ZWD-MOD-ARC-AEN-A0075 | ARD - HWW - Architectural_Way Finding Model |  | ACH | Mechanical
TAS-HWW-ARD-AIS-MOD-ARC-AEN-A0075 | ARD - HWW - Architectural_Substation_Way Finding Model
TAS-HWW-CBN-NCV-MOD-ARC-TNC-A0002 | CBN - HWW - Architectural - Tunnels and Adit
TAS-HWW-CBN-NFS-MOD-ARC-TNC-A0002 | CBN - HWW - Architectural - Franklin St
TAS-HWW-CBN-NLS-MOD-ARC-TNC-A0002 | CBN - HWW - Architectural - La Trobe St
TAS-HWW-CBN-ZWD-MOD-ARC-TNC-A0025 | CBN - HWW - Furniture
TAS-HWW-CBN-ZWD-MOD-ARC-TNC-A0075 | CBN - HWW - Way Finding - Site wide
TAS-HWW-CBN-NLA-MOD-ARC-TNC-A0002 | CBN - HWW - Architectural - A'Beckett St
TAS-HWW-CBS-SCQ-MOD-ARC-TSC-A0002 | CBS - HWW - Architectural - City Square
TAS-HWW-CBS-SCV-MOD-ARC-TSC-A0002 | CBS - HWW - Architectural - Tunnels and Adits
TAS-HWW-CBS-SFQ-MOD-ARC-TSC-A0002 | CBS - HWW - Architectural - Federation Square
TAS-HWW-CBS-SSS-MOD-ARC-TSC-A0002 | CBS - HWW - Architectural - Swanston OSD
TAS-HWW-CBS-ZWD-MOD-ARC-TSC-A0075 | CBS - HWW - Way Finding - Site wide
TAS-HWW-CBS-ZWD-MOD-ARC-TSC-A0025 | CBS - HWW - Architectural - Furniture
TAS-HWW-CBS-FSS-MOD-ARC-TSC-A0002 | CBS - HWW - Architectural - Campbell Arcade and Degraves Underpass
TAS-HWW-CBS-FSS-MOD-ARC-TSC-A0075 | CBS - HWW - Way Finding - Campbell Arcade and Degraves underpass
TAS-HWW-DOM-ZWD-MOD-ARC-DMA-A0002 | DOM - HWW - Architectural
TAS-HWW-DOM-ZWD-MOD-ARC-DMA-A0075 | DOM - HWW - Way Finding - Site wide
TAS-HWW-DOM-ZWD-MOD-ARC-DMA-A0025 | DOM - HWW - Furniture
TAS-HWW-EPZ-ZWD-MOD-ARC-DMA-A0001 | EPZ - HWW - Architectural
TAS-HWW-EPZ-ZWD-MOD-ARC-DMA-A0075 | EPZ - HWW - Architectural Wayfinding
TAS-HWW-PKV-ZWD-MOD-ARC-PKV-A0002 | PKV - HWW - Architectural
TAS-HWW-PKV-ZWD-MOD-ARC-PKV-A0025 | PKV - HWW - Architectural_Furniture
TAS-HWW-PKV-PUS-MOD-ARC-PKV-A0003 | PKV - HWW - Architectural_Car Park
TAS-HWW-PKV-ZWD-MOD-ARC-PKV-A0075 | PKV - HWW - Architectural_Way Finding Model
TAS-HWW-WPZ-ZWD-MOD-ARC-AEN-A0001 | WPZ- HWW - Architectural
TAS-HWW-WPZ-ZWD-MOD-ARC-AEN-A0075 | WPZ - HWW - Wayfinding
HWW AUD Data Requirement
TAS-HWW-ARD-ZWD-MOD-AUD-AEN-A0001 | ARD - HWW - Public Realm
TAS-HWW-ARD-AIS-MOD-AUD-AEN-A0001 | ARD - HWW - Public Realm - Substation
TAS-HWW-CBN-ZWD-MOD-AUD-TNC-A0001 | CBN - HWW - Public Realm
TAS-HWW-CBS-ZWD-MOD-AUD-TSC-A0001 | CBS - HWW - Public Realm
TAS-HWW-DOM-ZWD-MOD-AUD-DMA-A0001 | DOM - HWW - Public Realm
TAS-HWW-EPZ-ZWD-MOD-AUD-DMA-A0001 | EPZ - HWW - Public Realm
TAS-HWW-PKV-ZWD-MOD-AUD-PKV-A0001 | PKV - HWW - Public Realm
MEP Data Requirement
TAS-STO-ARD-ZWD-MOD-BES-AEN-B1001 | ARD - STO - Electrical
TAS-ELM-ARD-ZWD-MOD-BSH-AEN-B0002 | ARD - ELM - Fire
TAS-DEA-ARD-ZWD-MOD-BMS-AEN-B0001 | ARD - DEA - Mechanical
TAS-AXS-ARD-ZWD-MOD-BSH-AEN-B1001 | ARD - AXS - Hydraulic
TAS-STO-PKV-ZWD-MOD-BES-PKV-B1001 | ARD - STO - Electrical
TAS-ELM-ARD-ZWD-MOD-BSH-PKV-B0002 | ARD - ELM - Fire
TAS-DEA-ARD-ZWD-MOD-BMS-PKV-B0001 | ARD - DEA - Mechanical
TAS-AXS-ARD-ZWD-MOD-BSH-PKV-B1001 | ARD - AXS - Hydraulic
TAS-STO-DOM-ZWD-MOD-BES-DMA-B1001 | DOM - STO - Electrical
TAS-ELM-DOM-ZWD-MOD-BSH-DMA-B0002 | DOM - ELM - Fire
TAS-DEA-DOM-ZWD-MOD-BMS-DMA-B0001 | DOM - DEA - Mechanical
TAS-AXS-DOM-ZWD-MOD-BSH-DMA-B1001 | DOM - AXS - Hydraulic
TAS-ELA-CBN-NCV-MOD-BMS-TNC-B1001 | CBN - Caverns - ELA - Mechanical
TAS-ELA-CBN-NEF-MOD-BMS-TNC-B1001 | CBN - Franklin East - ELA - Mechanical
TAS-ELA-CBN-NWF-MOD-BMS-TNC-B1001 | CBN - Franklin West - ELA - Mechanical
TAS-ELA-CBN-NLL-MOD-BMS-TNC-B1001 | CBN - Little La Trobe - ELA - Mechanical
TAS-ELA-CBN-NLS-MOD-BMS-TNC-B1001 | CBN - La Trobe - ELA - Mechanical
TAS-ELA-CBN-NAS-MOD-BMS-TNC-B1001 | CBN - A'Beckett - ELA - Mechanical
TAS-ELM-CBN-NCV-MOD-BSH-TNC-B2001 | CBN - Caverns - ELM - Fire
TAS-ELM-CBN-NEF-MOD-BSH-TNC-B2001 | CBN - Franklin East - ELM - Fire
TAS-ELM-CBN-NWF-MOD-BSH-TNC-B2001 | CBN - Franklin West - ELM - Fire
TAS-ELM-CBN-NLL-MOD-BSH-TNC-B1001 | CBN - Little La Trobe - ELM - Fire
TAS-ELM-CBN-NLS-MOD-BSH-TNC-B1001 | CBN - La Trobe - ELM - Fire
TAS-ELM-CBN-NAS-MOD-BSH-TNC-B1001 | CBN - A'Beckett - ELM - Fire
TAS-CDC-CBN-NAS-MOD-BSH-TNC-B1001 | CBN - A'Beckett - CDC - Hydraulics
TAS-CDC-CBN-NCV-MOD-BSH-TNC-B1001 | CBN - Caverns - CDC - Hydraulics
TAS-CDC-CBN-NEF-MOD-BSH-TNC-B1001 | CBN - Franklin East - CDC - Hydraulics
TAS-CDC-CBN-NLL-MOD-BSH-TNC-B1001 | CBN - Little La Trobe - CDC - Hydraulics
TAS-CDC-CBN-NLS-MOD-BSH-TNC-B1001 | CBN - La Trobe - CDC - Hydraulics
TAS-CDC-CBN-NWF-MOD-BSH-TNC-B1001 | CBN - Franklin West - CDC - Hydraulics
TAS-NIL-CBN-NCV-MOD-BES-TNC-B1001 | CBN - Caverns - NIL - Electrical
TAS-NIL-CBN-NEF-MOD-BES-TNC-B1001 | CBN - Franklin East - NIL - Electrical
TAS-NIL-CBN-NWF-MOD-BES-TNC-B1001 | CBN - Franklin West - NIL - Electrical
TAS-NIL-CBN-NLL-MOD-BES-TNC-B1001 | CBN - Little La Trobe - NIL - Electrical
TAS-NIL-CBN-NLS-MOD-BES-TNC-B1001 | CBN - La Trobe - NIL - Electrical
TAS-NIL-CBN-NAS-MOD-BES-TNC-B1001 | CBN - A'Beckett - NIL - Electrical
CBS TBC | CBS TBC
HWW TUNNEL Data Requirement
TBC | NA
MEP TUNNEL Data Requirement
TAS-GFS-TUN-ZWD-MOD-BSG-SDU-B0000 | Fire Services Model - Tunnels - Segment 0 (Western Portal) | MM_TAS\02 Vendor Delivery\TUN\MEP\GFS-Geelong Fire\Exports\01_IFC
TAS-GFS-TUN-ZWD-MOD-BSG-SDU-B0001 | Fire Services Model - Tunnel - Segment 01 | MM_TAS\02 Vendor Delivery\TUN\MEP\GFS-Geelong Fire\Exports\01_IFC
TAS-GFS-TUN-ZWD-MOD-BSG-SDU-B0002 | Fire Services Model - Tunnel - Segment 02 | MM_TAS\02 Vendor Delivery\TUN\MEP\GFS-Geelong Fire\Exports\01_IFC
TAS-GFS-TUN-ZWD-MOD-BSG-SDU-B0003 | Fire Services Model - Tunnel - Segment 03 | MM_TAS\02 Vendor Delivery\TUN\MEP\GFS-Geelong Fire\Exports\01_IFC
TAS-GFS-TUN-ZWD-MOD-BSG-SDU-B0004 | Fire Services Model - Tunnel - Segment 04 | MM_TAS\02 Vendor Delivery\TUN\MEP\GFS-Geelong Fire\Exports\01_IFC
TAS-GFS-TUN-ZWD-MOD-BSG-SDU-B0005 | Fire Services Model - Tunnel - Segment 05 | MM_TAS\02 Vendor Delivery\TUN\MEP\GFS-Geelong Fire\Exports\01_IFC
TAS-GFS-TUN-ZWD-MOD-BSG-SDU-B0006 | Fire Services Model - Tunnel - Segment 06 | MM_TAS\02 Vendor Delivery\TUN\MEP\GFS-Geelong Fire\Exports\01_IFC
TAS-GFS-TUN-ZWD-MOD-BSH-SDU-B0001 | Richstone Segment 1 Drainage Model | MM_TAS\02 Vendor Delivery\TUN\MEP\RSE - RichStone\Exports\01_IFC
TAS-GFS-TUN-ZWD-MOD-BSH-SDU-B0002 | Richstone Segment 2 Drainage Model | MM_TAS\02 Vendor Delivery\TUN\MEP\RSE - RichStone\Exports\01_IFC
TAS-GFS-TUN-ZWD-MOD-BSH-SDU-B0003 | Richstone Segment 3 Drainage Model | MM_TAS\02 Vendor Delivery\TUN\MEP\RSE - RichStone\Exports\01_IFC
TAS-GFS-TUN-ZWD-MOD-BSH-SDU-B0004 | Richstone Segment 4 Drainage Model | MM_TAS\02 Vendor Delivery\TUN\MEP\RSE - RichStone\Exports\01_IFC
TAS-GFS-TUN-ZWD-MOD-BSH-SDU-B0005 | Richstone Segment 5 Drainage Model | MM_TAS\02 Vendor Delivery\TUN\MEP\RSE - RichStone\Exports\01_IFC
TAS-GFS-TUN-ZWD-MOD-BSH-SDU-B0006 | Richstone Segment 6 Drainage Model | MM_TAS\02 Vendor Delivery\TUN\MEP\RSE - RichStone\Exports\01_IFC
TAS-DEA-TUN-ZWD-MOD-BMS-SDU-B1001 | Cross Passages Segment 01 BMS Model | MM_TAS\02 Vendor Delivery\TUN\MEP\DEA\Exports\01_IFC
TAS-DEA-TUN-ZWD-MOD-BMS-SDU-B1002 | Cross Passages Segment 02 BMS Model | MM_TAS\02 Vendor Delivery\TUN\MEP\DEA\Exports\01_IFC
TAS-DEA-TUN-ZWD-MOD-BMS-SDU-B1003 | Cross Passages Segment 03 BMS Model | MM_TAS\02 Vendor Delivery\TUN\MEP\DEA\Exports\01_IFC
TAS-DEA-TUN-ZWD-MOD-BMS-SDU-B1004 | Cross Passages Segment 04 BMS Model | MM_TAS\02 Vendor Delivery\TUN\MEP\DEA\Exports\01_IFC
TAS-DEA-TUN-ZWD-MOD-BMS-SDU-B1005 | Cross Passages Segment 05 BMS Model | MM_TAS\02 Vendor Delivery\TUN\MEP\DEA\Exports\01_IFC
TAS-DEA-TUN-ZWD-MOD-BMS-SDU-B1006 | Cross Passages Segment 06BMS Model | MM_TAS\02 Vendor Delivery\TUN\MEP\DEA\Exports\01_IFC
TAS-MXM-TUN-ZWD-MOD-BES-SDU-B1000 | Cut & Cover & Decline West End – LV – Electrical Sub-contractor Model | MM_TAS\02 Vendor Delivery\TUN\MEP\Maxim\Exports\01_IFC
TAS-MXM-TUN-ZWD-MOD-BES-SDU-B1001 | Cross Passage Electrical LV Model - Segment 01 | MM_TAS\02 Vendor Delivery\TUN\MEP\Maxim\Exports\01_IFC
TAS-MXM-TUN-ZWD-MOD-BES-SDU-B1002 | Cross Passage Electrical LV Model - Segment 02 | MM_TAS\02 Vendor Delivery\TUN\MEP\Maxim\Exports\01_IFC
TAS-MXM-TUN-ZWD-MOD-BES-SDU-B1003 | Cross Passage Electrical LV Model - Segment 03 | MM_TAS\02 Vendor Delivery\TUN\MEP\Maxim\Exports\01_IFC
TAS-MXM-TUN-ZWD-MOD-BES-SDU-B1005 | Cross Passage Electrical LV Model - Segment 05 | MM_TAS\02 Vendor Delivery\TUN\MEP\Maxim\Exports\01_IFC
TAS-MXM-TUN-ZWD-MOD-BES-SDU-B1006 | Cross Passage Electrical LV Model - Segment 06 | MM_TAS\02 Vendor Delivery\TUN\MEP\Maxim\Exports\01_IFC
TAS-MXM-TUN-ZWD-MOD-BES-SDU-B1007 | Cut & Cover & Decline West End – LV – Electrical Sub-contractor Model | MM_TAS\02 Vendor Delivery\TUN\MEP\Maxim\Exports\01_IFC
TAS-ELM-TUN-ZWD-MOD-BES-SDU-B1000 | Dry Fire Services Model - Tunnel - Segment 00 | MM_TAS\02 Vendor Delivery\TUN\MEP\ELM\Exports\01_IFC
TAS-ELM-TUN-ZWD-MOD-BES-SDU-B1001 | Dry Fire Services Model - Tunnel - Segment 01 | MM_TAS\02 Vendor Delivery\TUN\MEP\ELM\Exports\01_IFC
TAS-ELM-TUN-ZWD-MOD-BES-SDU-B1002 | Dry Fire Services Model - Tunnel - Segment 02 | MM_TAS\02 Vendor Delivery\TUN\MEP\ELM\Exports\01_IFC
TAS-ELM-TUN-ZWD-MOD-BES-SDU-B1003 | Dry Fire Services Model - Tunnel - Segment 03 | MM_TAS\02 Vendor Delivery\TUN\MEP\ELM\Exports\01_IFC
TAS-ELM-TUN-ZWD-MOD-BES-SDU-B1004 | Dry Fire Services Model - Tunnel - Segment 04 | MM_TAS\02 Vendor Delivery\TUN\MEP\ELM\Exports\01_IFC
TAS-ELM-TUN-ZWD-MOD-BES-SDU-B1005 | Dry Fire Services Model - Tunnel - Segment 05 | MM_TAS\02 Vendor Delivery\TUN\MEP\ELM\Exports\01_IFC
TAS-ELM-TUN-ZWD-MOD-BES-SDU-B1006 | Dry Fire Services Model - Tunnel - Segment 06 | MM_TAS\02 Vendor Delivery\TUN\MEP\ELM\Exports\01_IFC
TAS-ELM-TUN-ZWD-MOD-BES-SDU-B1007 | Dry Fire Services Model - Tunnel - Segment 07 | MM_TAS\02 Vendor Delivery\TUN\MEP\ELM\Exports\01_IFC
TAS-SBE-TUN-ZWD-MOD- BES -SDU-B0101 | Updated LV Brackets & Containment- Package 285 Update (Ferule 27) - Segment 01 | MM_TAS\02 Vendor Delivery\TUN\MEP\SBE\Exports\01_IFC
TAS-SBE-TUN-ZWD-MOD- BES -SDU-B0102 | Updated LV Brackets & Containment- Package 285 Update (Ferule 27) - Segment 02 | MM_TAS\02 Vendor Delivery\TUN\MEP\SBE\Exports\01_IFC
TAS-SBE-TUN-ZWD-MOD- BES -SDU-B0103 | Updated LV Brackets & Containment- Package 285 Update (Ferule 27) - Segment 03 | MM_TAS\02 Vendor Delivery\TUN\MEP\SBE\Exports\01_IFC
TAS-SBE-TUN-ZWD-MOD- BES -SDU-B0104 | Updated LV Brackets & Containment- Package 285 Update (Ferule 27) - Segment 04 | MM_TAS\02 Vendor Delivery\TUN\MEP\SBE\Exports\01_IFC
TAS-SBE-TUN-ZWD-MOD- BES -SDU-B0105 | Updated LV Brackets & Containment- Package 285 Update (Ferule 27) - Segment 05 | MM_TAS\02 Vendor Delivery\TUN\MEP\SBE\Exports\01_IFC
TAS-SBE-TUN-ZWD-MOD- BES -SDU-B0106 | Updated LV Brackets & Containment- Package 285 Update (Ferule 27) - Segment 06 | MM_TAS\02 Vendor Delivery\TUN\MEP\SBE\Exports\01_IFC
TAS-SBE-TUN-ZWD-MOD-BES-SDU-B0201 | High level electrical Brackets & Containment- Package 285 Update - Segment 01 | MM_TAS\02 Vendor Delivery\TUN\MEP\SBE\Exports\01_IFC
TAS-SBE-TUN-ZWD-MOD-BES-SDU-B0202 | High level electrical Brackets & Containment- Package 285 Update - Segment 02 | MM_TAS\02 Vendor Delivery\TUN\MEP\SBE\Exports\01_IFC
TAS-SBE-TUN-ZWD-MOD-BES-SDU-B0203 | High level electrical Brackets & Containment- Package 285 Update - Segment 03 | MM_TAS\02 Vendor Delivery\TUN\MEP\SBE\Exports\01_IFC
TAS-SBE-TUN-ZWD-MOD-BES-SDU-B0204 | High level electrical Brackets & Containment- Package 285 Update - Segment 04 | MM_TAS\02 Vendor Delivery\TUN\MEP\SBE\Exports\01_IFC
TAS-SBE-TUN-ZWD-MOD-BES-SDU-B0205 | High level electrical Brackets & Containment- Package 285 Update - Segment 05 | MM_TAS\02 Vendor Delivery\TUN\MEP\SBE\Exports\01_IFC
TAS-SBE-TUN-ZWD-MOD-BES-SDU-B0206 | High level electrical Brackets & Containment- Package 285 Update - Segment 06 | MM_TAS\02 Vendor Delivery\TUN\MEP\SBE\Exports\01_IFC
CIV TUNNEL Data Requirement
TBC
TAS-CYP-SDU-ZWD-MOD-CCP-MMN-D0101.nwc | As-Built - TUNNEL CROSS PASSAGES - INTERNAL LINING - CP01 TO CP04
TAS-CYP-SDU-ZWD-MOD-CCP-MMN-D0102.nwc | As-Built - TUNNEL CROSS PASSAGES - INTERNAL LINING - CP05 TO CP09
TAS-CYP-SDU-ZWD-MOD-CCP-MMN-D0103.nwc | As-Built - TUNNEL CROSS PASSAGES - INTERNAL LINING - CP10 TO CP12
TAS-CYP-SDU-ZWD-MOD-CCP-MMN-D0104.nwc | As-Built - TUNNEL CROSS PASSAGES - INTERNAL LINING - CP13 TO CP14
TAS-CYP-SDU-ZWD-MOD-CCP-MMN-D0105.nwc | As-Built - TUNNEL CROSS PASSAGES - INTERNAL LINING - CP15 TO CP20
TAS-CYP-SDU-ZWD-MOD-CCP-MMN-D0106.nwc | As-Built - TUNNEL CROSS PASSAGES - INTERNAL LINING - CP21 TO CP26
TAS-CYP-SDU-ZWD-MOD-CDR-MMN-D2002.nwc | As-Built - TUNNEL CROSS PASSAGES - DRAINAGE - CP01 TO CP04
TAS-CYP-SDU-ZWD-MOD-CDR-MMN-D2007.nwc | As-Built - TUNNEL CROSS PASSAGES - DRAINAGE - CP15 TO CP20
TAS-CYP-SDU-ZWD-MOD-CDR-MMN-D2009.nwc | As-Built - TUNNEL CROSS PASSAGES - DRAINAGE - CP21 TO CP26
TAS-CYP-SDU-ZWD-MOD-CDR-MMN-D2011.nwc | As-Built - TUNNEL CROSS PASSAGES - DRAINAGE - CP05 TO CP09
TAS-CYP-SDU-ZWD-MOD-CDR-MMN-D2012.nwc | As-Built - TUNNEL CROSS PASSAGES - DRAINAGE - CP10 TO CP12
TAS-CYP-SDU-ZWD-MOD-CDR-MMN-D2013.nwc | As-Built - TUNNEL CROSS PASSAGES - DRAINAGE - CP13 TO CP14
TAS-CYP-SDU-ZWD-MOD-CCP-MMN-D0001.nwc | As-Built - TUNNEL CROSS PASSAGES - PERMANENT LINING - CP01 TO CP04
TAS-CYP-SDU-ZWD-MOD-CCP-MMN-D0002.nwc | As-Built - TUNNEL CROSS PASSAGES - PERMANENT LINING - CP05 TO CP09
TAS-CYP-SDU-ZWD-MOD-CCP-MMN-D0003.nwc | As-Built - TUNNEL CROSS PASSAGES - PERMANENT LINING - CP10 TO CP12
TAS-CYP-SDU-ZWD-MOD-CCP-MMN-D0004.nwc | As-Built - TUNNEL CROSS PASSAGES - PERMANENT LINING - CP13 TO CP14
TAS-CYP-SDU-ZWD-MOD-CCP-MMN-D0005.nwc | As-Built - TUNNEL CROSS PASSAGES - PERMANENT LINING - CP15 TO CP20
TAS-CYP-SDU-ZWD-MOD-CCP-MMN-D0006.nwc | As-Built - TUNNEL CROSS PASSAGES - PERMANENT LINING - CP21 TO CP26
TAS-SBE-SDU-ZWD-MOD-CIS-MMN-C0001.nwc | Updated Trackside Handrail - Package 285 Update- Segment 01
TAS-SBE-SDU-ZWD-MOD-CIS-MMN-C0002.nwc | Updated Trackside Handrail - Package 285 Update- Segment 02
TAS-SBE-SDU-ZWD-MOD-CIS-MMN-C0003.nwc | Updated Trackside Handrail - Package 285 Update- Segment 03
TAS-SBE-SDU-ZWD-MOD-CIS-MMN-C0004.nwc | Updated Trackside Handrail - Package 285 Update- Segment 04
TAS-SBE-SDU-ZWD-MOD-CIS-MMN-C0005.nwc | Updated Trackside Handrail - Package 285 Update- Segment 05
TAS-SBE-SDU-ZWD-MOD-CIS-MMN-C0006.nwc | Updated Trackside Handrail - Package 285 Update- Segment 06
TAS-SBE-SDU-ZWD-MOD-CIS-MMN-C0101.nwc | Steel Walkway model (Ferrule 29) Segment 01
TAS-SBE-SDU-ZWD-MOD-CIS-MMN-C0102.nwc | Steel Walkway model (Ferrule 29) Segment 02
TAS-SBE-SDU-ZWD-MOD-CIS-MMN-C0103.nwc | Steel Walkway model (Ferrule 29) Segment 03
TAS-SBE-SDU-ZWD-MOD-CIS-MMN-C0104.nwc | Steel Walkway model (Ferrule 29) Segment 04
TAS-SBE-SDU-ZWD-MOD-CIS-MMN-C0105.nwc | Steel Walkway model (Ferrule 29) Segment 05
TAS-SBE-SDU-ZWD-MOD-CIS-MMN-C0106.nwc | Steel Walkway model (Ferrule 29) Segment 06
TAS-SBE-SDU-ZWD-MOD-CTF-MMN-C1001.nwc | Trackform - SUBCONTRACTOR - Model 1 - SEGMENT 01
TAS-SBE-SDU-ZWD-MOD-CTF-MMN-C1002.nwc | Trackform - SUBCONTRACTOR - Model 1 - SEGMENT 02
TAS-SBE-SDU-ZWD-MOD-CTF-MMN-C1003.nwc | Trackform - SUBCONTRACTOR - Model 1 - SEGMENT 03
TAS-SBE-SDU-ZWD-MOD-CTF-MMN-C1004.nwc | Trackform - SUBCONTRACTOR - Model 1 - SEGMENT 04
TAS-SBE-SDU-ZWD-MOD-CTF-MMN-C1005.nwc | Trackform - SUBCONTRACTOR - Model 1 - SEGMENT 05
TAS-SBE-SDU-ZWD-MOD-CTF-MMN-C1006.nwc | Trackform - SUBCONTRACTOR - Model 1 - SEGMENT 06
TAS-SBE-SDU-ZWD-MOD-CTF-MMN-C2001.nwc | Trackform - SUBCONTRACTOR - Model 2 - SEGMENT 01
TAS-SBE-SDU-ZWD-MOD-CTF-MMN-C2002.nwc | Trackform - SUBCONTRACTOR - Model 2 - SEGMENT 02
TAS-SBE-SDU-ZWD-MOD-CTF-MMN-C2003.nwc | Trackform - SUBCONTRACTOR - Model 2 - SEGMENT 03
TAS-SBE-SDU-ZWD-MOD-CTF-MMN-C2004.nwc | Trackform - SUBCONTRACTOR - Model 2 - SEGMENT 04
TAS-SBE-SDU-ZWD-MOD-CTF-MMN-C2005.nwc | Trackform - SUBCONTRACTOR - Model 2 - SEGMENT 05
TAS-SBE-SDU-ZWD-MOD-CTF-MMN-C2006.nwc | Trackform - SUBCONTRACTOR - Model 2 - SEGMENT 06
TAS-SBE-SDU-ZWD-MOD-CTF-MMN-C3001.nwc | Trackform - SUBCONTRACTOR - Model 3 - SEGMENT 01
TAS-SBE-SDU-ZWD-MOD-CTF-MMN-C3002.nwc | Trackform - SUBCONTRACTOR - Model 3 - SEGMENT 02
TAS-SBE-SDU-ZWD-MOD-CTF-MMN-C3003.nwc | Trackform - SUBCONTRACTOR - Model 3 - SEGMENT 03
TAS-SBE-SDU-ZWD-MOD-CTF-MMN-C3004.nwc | Trackform - SUBCONTRACTOR - Model 3 - SEGMENT 04
TAS-SBE-SDU-ZWD-MOD-CTF-MMN-C3006.nwc | Trackform - SUBCONTRACTOR - Model 3 - SEGMENT 06
TAS-CYP-SDU-ZWD-MOD-CPL-MMN-D0001.nwc | As-Built - TBM TUNNELS - PERMANENT LINING - WESTERN PORTAL TO ARDEN
TAS-CYP-SDU-ZWD-MOD-CPL-MMN-D0002.nwc | As-Built - TBM TUNNELS - PERMANENT LINING - ARDEN TO PARKVILLE
TAS-CYP-SDU-ZWD-MOD-CPL-MMN-D0003.nwc | As-Built - TBM TUNNELS - PERMANENT LINING - PARKVILLE TO CBD NORTH
TAS-CYP-SDU-ZWD-MOD-CPL-MMN-D0004.nwc | As-Built - TUNNEL TBM PERMANENT LINING - CBD NORTH TO CBD SOUTH
TAS-CYP-SDU-ZWD-MOD-CPL-MMN-D0005.nwc | As-Built - TUNNEL TBM PERMANENT LINING - CBD SOUTH TO DOMAIN
TAS-CYP-SDU-ZWD-MOD-CPL-MMN-D0006.nwc | As-Built - TBM TUNNELS - PERMANENT LINING - DOMAIN TO EASTERN PORTAL
Note on D9: Samuel Onuoha: We need to clarify approach for managing Auxillary asset parent child tagging

## RSHP ARC Data Requirement
| Canopy CBDS Canopy DOM Canopy PKV Linewide | This T Sheet identifies systems, components and products as referenced in the Specification and indicated on the Design Drawings. The T Sheet is a point of cross-referencing descriptions and notations for the works. |  |  |  | RSHP Architectural tagging requirement
Source: RSHP_MMP_T-Sheet_current Excel_Rev: 21-06-2023_ DRAFT
Code |  | Previous Code | Description | Spec |  | Code (MM_Type) | Type Description | System (MM_System) | Discipline (MM_Discipline) | Scheduled Asset | Scheduled in AMR | Active in Model | Type Code In Model (LOI 1) | Asset Tag in Model (LOI 1 and 2) | LOI Category | Asset Tag on drawings | Type Code Status | Comments | blank | Master Asset List | Parent/Child | Ellipse Equipment Class | SBS Number | SBS Name | Asset Maintainer | Asset Operator | Uniclass Section | Uniclass SectionDescription | Uniclass Object Code | Uniclass Object Description
AMW |  |  | ARCHITECTURAL METALWORK | [13 empty] | N/A | Heading only |  | N/A | N/A | N/A | N/A | N/A | N/A | N/A | N/A | N/A | N/A | N/A
AMW-100 |  |  | FEATURE LIGHT HOUSING / BRACKETRY | [13 empty] | N/A | Heading only |  | N/A | N/A | N/A | N/A | N/A | N/A | N/A | N/A | N/A | N/A | N/A
AMW-101 |  | AMW-101 / AMW-102 | Drum Light | 552 |  | AMW-101 | Drum Light | AMW - ARCHITECTURAL METALWORK | Architectural Design | No |  |  | Yes | No |  | No | ACTIVE | Identified as not required by Karlo 15/02/2022 |  |  | Parent |  | 1.4.1.1 | Station
AMW-110 |  | AMW-110 | Pendant Light - Type 01 - CBD Trinoc Pendant | 552 |  | AMW-110 | Pendant Light - Type 01 - CBD Trinoc Pendant | AMW - ARCHITECTURAL METALWORK | Architectural Design | No |  |  | Yes | No |  | No | ACTIVE | Identified as not required by Karlo 15/02/2022 |  |  | Parent |  | 1.4.1.1 | Station
AMW-111 |  | FFE-901 | Arden Street Lamp - Floor Mounted (light fittings only, not lamp post) - Emu Light | 552 |  | AMW-111 | Arden Street Lamp - Floor Mounted (light fittings only, not lamp post) - Emu Light | AMW - ARCHITECTURAL METALWORK | Architectural Design | Yes |  |  | Yes | Yes |  | Yes | ACTIVE | Identified by Karlo 15/02/2022 |  |  | Parent |  | 1.4.1.1 | Station
AMW-160 |  | n/a | BMU/ Lighting/ Services Bracket - Entrance Canopy Parkville | 552 | Parkville Entrance Canopy | AMW-160 | BMU/ Lighting/ Services Bracket - Entrance Canopy Parkville | AMW - ARCHITECTURAL METALWORK | Architectural Design | No |  |  | Yes | No |  | No | ACTIVE | Identified as not required by Karlo 15/02/2022 |  |  | Parent |  | 1.4.1.1 | Station
AMW-500 |  |  | SIGNAGE BRACKETRY & SURROUND | [13 empty] | N/A | Heading only |  | N/A | N/A | N/A | N/A | N/A | N/A | N/A | N/A | N/A | N/A | N/A
AMW-510 |  | AMW-510 | Signage Bracket Tabbed from CMS Zone (Box Stations) | 552 | Box Stations | AMW-510 | Signage Bracket Tabbed from CMS Zone (Box Stations) | AMW - ARCHITECTURAL METALWORK | Architectural Design | No |  |  | Yes | No |  | No | ACTIVE | Identified as not required by Karlo 15/02/2022 |  |  | Child |  | 1.4.1.1 | Station
AMW-510A |  | AMW-510 | Signage Bracket Tabbed from CMS Zone (CBD Stations) | 552 | CBD Stations | AMW-510A | Signage Bracket Tabbed from CMS Zone (CBD Stations) | AMW - ARCHITECTURAL METALWORK | Architectural Design | No |  |  | Yes | No |  | No | ACTIVE | Identified as not required by Karlo 15/02/2022 |  |  | Child |  | 1.4.1.1 | Station
AMW-511 |  | n/a | Suspended Signage Bracket - Single | 552 |  | AMW-511 | Suspended Signage Bracket - Single | AMW - ARCHITECTURAL METALWORK | Architectural Design | No |  |  | Yes | No |  | No | ACTIVE | Identified as not required by Karlo 15/02/2022 |  |  | Child |  | 1.4.1.1 | Station
AMW-511A |  | n/a | Suspended Signage Bracket - Double | 552 |  | AMW-511A | Suspended Signage Bracket - Double | AMW - ARCHITECTURAL METALWORK | Architectural Design | No |  |  | Yes | No |  | No | ACTIVE | Identified as not required by Karlo 15/02/2022 |  |  | Child |  | 1.4.1.1 | Station
AMW-511B |  | n/a | Suspended Signage - Large Directional Sign | 552 |  | AMW-511B | Suspended Signage - Large Directional Sign | AMW - ARCHITECTURAL METALWORK | Architectural Design | No |  |  | Yes | No |  | No | ACTIVE | Identified as not required by Karlo 15/02/2022 |  |  | Parent |  | 1.4.1.1 | Station
AMW-511C |  | n/a | Suspended Signage - Double Rib Canoe (CBD Stations) | 552 |  | AMW-511C | Suspended Signage - Double Rib Canoe (CBD Stations) | AMW - ARCHITECTURAL METALWORK | Architectural Design | No |  |  | Yes | No |  | No | ACTIVE | Identified as not required by Karlo 15/02/2022 |  |  | Parent |  | 1.4.1.1 | Station
AMW-512 |  | n/a | Suspended Advertising (CBD Station) | 552 |  | AMW-512 | Suspended Advertising (CBD Station) | AMW - ARCHITECTURAL METALWORK | Architectural Design | Yes |  |  | Yes | Yes |  | Yes | ACTIVE | Identified by Karlo 15/02/2022 |  |  | Parent |  | 1.4.1.1 | Station
AMW-515 |  | n/a | Floor Mounted Signage Portal integrating RSA Devices | 552 |  | AMW-515 | Floor Mounted Signage Portal integrating RSA Devices | AMW - ARCHITECTURAL METALWORK | Architectural Design | Yes |  |  | Yes | Yes |  | Yes | ACTIVE | Identified by Karlo 15/02/2022 |  |  | Parent |  | 1.4.1.1 | Station
AMW-600 |  |  | MEP BRACKETRY/ HOUSING | [13 empty] | N/A | Heading only |  | N/A | N/A | N/A | N/A | N/A | N/A | N/A | N/A | N/A | N/A | N/A
AMW-670 |  | n/a | Services Transfer Housing | 552 | Parkville Entrance Canopy | AMW-670 | Services Transfer Housing | AMW - ARCHITECTURAL METALWORK | Architectural Design | No |  |  | Yes | No |  | No | ACTIVE | Identified as not required by Karlo 15/02/2022 |  |  | Parent |  | 1.4.1.1 | Station
AMW-900 |  |  | MISCELANEOUS METALWORK | [13 empty] | N/A | Heading only |  | N/A | N/A | N/A | N/A | N/A | N/A | N/A | N/A | N/A | N/A | N/A
AMW-930 |  | n/a | Canopy Rainwater Gutter, Hopper and Downpipe Assembly | 416 |  | AMW-930 | Canopy Rainwater Gutter, Hopper and Downpipe Assembly | AMW - ARCHITECTURAL METALWORK | Architectural Design | No |  |  | Yes | No |  | No | ACTIVE | Identified as not required by Karlo 15/02/2022 |  |  | Child |  | 1.4.1.1 | Station
AMW-931 |  |  | Canopy Rainwater and Overflow Pipework - Stainless Steel | 416 |  | AMW-931 | Canopy Rainwater and Overflow Pipework - Stainless Steel | AMW - ARCHITECTURAL METALWORK | Architectural Design | No |  |  | Yes | No |  | No | ACTIVE | Identified as not required by Karlo 15/02/2022 |  |  | Child |  | 1.4.1.1 | Station
AMW-936 |  | n/a | Canopy Rainwater and Overflow Pipework - Stainless Steel | 416 |  | AMW-936 | Canopy Rainwater and Overflow Pipework - Stainless Steel | AMW - ARCHITECTURAL METALWORK | Architectural Design | No |  |  | Yes | No |  | No | ACTIVE | Identified as not required by Karlo 15/02/2022 |  |  | Child |  | 1.4.1.1 | Station
AMW-1000 |  |  | OUTLINE BRACKETS FOR LIGHTS IN BOX STATIONS | [13 empty] | N/A | Heading only |  | N/A | N/A | N/A | N/A | N/A | N/A | N/A | N/A | N/A | N/A | N/A
AMW-1001 |  | n/a | Escalator In-Between Handrail Lighting Secondary Portals and Adits - (subject to mock-up) | 552 |  | AMW-1001 | Escalator In-Between Handrail Lighting Secondary Portals and Adits - (subject to mock-up) | AMW - ARCHITECTURAL METALWORK | Architectural Design | No |  |  | Yes | No |  | No | ACTIVE | Identified as not required by Karlo 15/02/2022 |  |  | Parent |  | 1.4.1.1 | Station
AMW-1002 |  | n/a | Single Dropper Light Bracket – Soffit Mounted - For Cannister Light Fitting located in Shark's Teeth Ceiling CLG-106 | 552 |  | AMW-1002 | Single Dropper Light Bracket – Soffit Mounted - For Cannister Light Fitting located in Shark's Teeth Ceiling CLG-106 | AMW - ARCHITECTURAL METALWORK | Architectural Design | No |  |  | Yes | No |  | No | ACTIVE | Identified as not required by Karlo 15/02/2022 |  |  | Parent |  | 1.4.1.1 | Station
AMW-1002A |  |  | Single Dropper Light Bracket – Mounted from Secondary Steel Frame - For Cannister Light Fitting located in Shark's Teeth Ceiling CLG-106 | 552 |  | AMW-1002A | Single Dropper Light Bracket – Mounted from Secondary Steel Frame - For Cannister Light Fitting located in Shark's Teeth Ceiling CLG-106 | AMW - ARCHITECTURAL METALWORK | Architectural Design | No |  |  | Yes | No |  | No | ACTIVE | Identified as not required by Karlo 15/02/2022 |  |  | Parent |  | 1.4.1.1 | Station
AMW-1004 |  | AMW-120 | 'Dog Bone' Light Bracket – Mounted from Baffles - For Cannister Light Fitting located in Rib & Baffle Ceiling CLG-101 | 552 |  | AMW-1004 | 'Dog Bone' Light Bracket – Mounted from Baffles - For Cannister Light Fitting located in Rib & Baffle Ceiling CLG-101 | AMW - ARCHITECTURAL METALWORK | Architectural Design | No |  |  | Yes | No |  | No | ACTIVE | Identified as not required by Karlo 15/02/2022 |  |  | Parent |  | 1.4.1.1 | Station
AMW-1005 |  | AMW-865 | Cockatoo (ARD rotary suspended) - Down Light Fitting and Up Light Projector Soffit Bracket - for light fittings in the ARDEN Concourse Skylight | 552 |  | AMW-1005 | Cockatoo (ARD rotary suspended) - Down Light Fitting and Up Light Projector Soffit Bracket - for light fittings in the ARDEN Concourse Skylight | AMW - ARCHITECTURAL METALWORK | Architectural Design | No |  |  | Yes | No |  | No | ACTIVE | Identified as not required by Karlo 15/02/2022 |  |  | Parent |  | 1.4.1.1 | Station
AMW-1005A |  | n/a | Cockatoo (PKV wall mounted) - Down Light Fitting and Up Light Projector Wall Bracket - for light fittings in the PARKVILLE Concourse Skylight | 552 |  | AMW-1005A | Cockatoo (PKV wall mounted) - Down Light Fitting and Up Light Projector Wall Bracket - for light fittings in the PARKVILLE Concourse Skylight | AMW - ARCHITECTURAL METALWORK | Architectural Design | No |  |  | Yes | No |  | No | ACTIVE | Identified as not required by Karlo 15/02/2022 |  |  | Parent |  | 1.4.1.1 | Station
AMW-1005B |  | n/a | Cockatoo (PKV suspended) - Down Light Fitting and Up Light Projector Ceiling Bracket - for light fittings in the PARKVILLE Concourse Skylight | 552 |  | AMW-1005B | Cockatoo (PKV suspended) - Down Light Fitting and Up Light Projector Ceiling Bracket - for light fittings in the PARKVILLE Concourse Skylight | AMW - ARCHITECTURAL METALWORK | Architectural Design | No |  |  | Yes | No |  | No | ACTIVE | Identified as not required by Karlo 15/02/2022 |  |  | Parent |  | 1.4.1.1 | Station
AMW-1005C |  | n/a | Cockatoo (ARD arches) - Down Light Fitting and Up Light Projector Wall Bracket - for light fittings in the ARDEN Arches Ground Floor Entrance | 552 |  | AMW-1005C | Cockatoo (ARD arches) - Down Light Fitting and Up Light Projector Wall Bracket - for light fittings in the ARDEN Arches Ground Floor Entrance | AMW - ARCHITECTURAL METALWORK | Architectural Design | No |  |  | Yes | No |  | No | ACTIVE | Identified as not required by Karlo 15/02/2022 |  |  | Parent |  | 1.4.1.1 | Station
AMW-1005D |  | n/a | Cockatoo (DOM concourse) - Down Light Fitting Bracket - for light fittings in the DOMAIN Concourse | 552 |  | AMW-1005D | Cockatoo (DOM concourse) - Down Light Fitting Bracket - for light fittings in the DOMAIN Concourse | AMW - ARCHITECTURAL METALWORK | Architectural Design | No |  |  | Yes | No |  | No | ACTIVE | Identified as not required by Karlo 15/02/2022 |  |  | Parent |  | 1.4.1.1 | Station
AMW-1007 |  | n/a | Projector Lighting Bracket - Entrance Canopy PKV | 552 |  | AMW-1007 | Projector Lighting Bracket - Entrance Canopy PKV | AMW - ARCHITECTURAL METALWORK | Architectural Design | No |  |  | Yes | No |  | No | RETIRED | Type No longer in ARC TRS 10/10/2022 |  |  | Parent |  | 1.4.1.1 | Station
AMW-1008 |  | AMW-867 | Cockatoo (DOM screen) - Down and Up Light Bracket - for light fittings in the DOMAIN Entrance Canopy Weather Screen | 552 |  | AMW-1008 | Cockatoo (DOM screen) - Down and Up Light Bracket - for light fittings in the DOMAIN Entrance Canopy Weather Screen | AMW - ARCHITECTURAL METALWORK | Architectural Design | No |  |  | Yes | No |  | No | ACTIVE | Identified as not required by Karlo 15/02/2022 |  |  | Parent |  | 1.4.1.1 | Station
AMW-1009 |  | AMW-870 | Recessed LED Linear Lighting Bracket in Dado Rails - (Platforms CBD Station & ARD) | 552 |  | AMW-1009 | Recessed LED Linear Lighting Bracket in Dado Rails - (Platforms CBD Station & ARD) | AMW - ARCHITECTURAL METALWORK | Architectural Design | No |  |  | Yes | No |  | No | ACTIVE | Identified as not required by Karlo 15/02/2022 |  |  | Parent |  | 1.4.1.1 | Station
AMW-1011 |  | n/a | Light Bracket - Recessed Pattress/ Oculus (DOM) | 552 |  | AMW-1011 | Light Bracket - Recessed Pattress/ Oculus (DOM) | AMW - ARCHITECTURAL METALWORK | Architectural Design | No |  |  | Yes | No |  | No | ACTIVE | Identified as not required by Karlo 15/02/2022 |  |  | Parent |  | 1.4.1.1 | Station
AMW-1012 |  | n/a | Recessed Pattress - Speaker (DOM) | 552 |  | AMW-1012 | Recessed Pattress - Speaker (DOM) | AMW - ARCHITECTURAL METALWORK | Architectural Design | No |  |  | Yes | No |  | No | ACTIVE | Identified as not required by Karlo 15/02/2022 |  |  | Child |  | 1.4.1.1 | Station
AMW-1100 |  |  | OUTLINE BRACKETS FOR RSA EOL DEVICES IN BOX STATIONS | [13 empty] | N/A | Heading only |  | N/A | N/A | N/A | N/A | N/A | N/A | N/A | N/A | N/A | N/A | N/A
AMW-1101 |  | n/a | Wobbegong Bracket - Suspended - Four Terminals | 552 |  | AMW-1101 | Wobbegong Bracket - Suspended - Four Terminals | AMW - ARCHITECTURAL METALWORK | Architectural Design | No |  |  | Yes | No |  | No | ACTIVE | Identified as not required by Karlo 15/02/2022 |  |  | Child |  | 1.4.1.1 | Station
AMW-1101A |  | n/a | Wobbegong Bracket - Suspended - Three Terminals | 552 |  | AMW-1101A | Wobbegong Bracket - Suspended - Three Terminals | AMW - ARCHITECTURAL METALWORK | Architectural Design | No |  |  | Yes | No |  | No | ACTIVE | Identified as not required by Karlo 15/02/2022 |  |  | Child |  | 1.4.1.1 | Station
AMW-1101B |  | n/a | Wobbegong Bracket - Suspended - Two Port | 552 |  | AMW-1101B | Wobbegong Bracket - Suspended - Two Port | AMW - ARCHITECTURAL METALWORK | Architectural Design | No |  |  | Yes | No |  | No | ACTIVE | Identified as not required by Karlo 15/02/2022 |  |  | Child |  | 1.4.1.1 | Station
AMW-1101C |  | n/a | Wobbegong Bracket - Suspended - Two Port Offset | 552 |  | AMW-1101C | Wobbegong Bracket - Suspended - Two Port Offset | AMW - ARCHITECTURAL METALWORK | Architectural Design | No |  |  | Yes | No |  | No | ACTIVE | Identified as not required by Karlo 15/02/2022 |  |  | Child |  | 1.4.1.1 | Station
AMW-1101D |  | n/a | Wobbegong Bracket - Suspended - One Terminal | 552 |  | AMW-1101D | Wobbegong Bracket - Suspended - One Terminal | AMW - ARCHITECTURAL METALWORK | Architectural Design | No |  |  | Yes | No |  | No | ACTIVE | Identified as not required by Karlo 15/02/2022 |  |  | Child |  | 1.4.1.1 | Station
AMW-1101E |  | n/a | Wobbegong Bracket - Suspended - One Terminal Offset | 552 |  | AMW-1101E | Wobbegong Bracket - Suspended - One Terminal Offset | AMW - ARCHITECTURAL METALWORK | Architectural Design | No |  |  | Yes | No |  | No | ACTIVE | Identified as not required by Karlo 15/02/2022 |  |  | Child |  | 1.4.1.1 | Station
AMW-1101F |  | n/a | Wobbegong Bracket - Suspended from PSD wall - One Terminal Offset | 552 |  | AMW-1101F | Wobbegong Bracket - Suspended from PSD wall - One Terminal Offset | AMW - ARCHITECTURAL METALWORK | Architectural Design | No |  |  | Yes | No |  | No | ACTIVE | Identified as not required by Karlo 15/02/2022 |  |  | Child |  | 1.4.1.1 | Station
AMW-1102 |  | AMW-641 | Wobbegong - Horizontal Recessed (DOM PRECAST SOFFITS) | 552 |  | AMW-1102 | Wobbegong - Horizontal Recessed (DOM PRECAST SOFFITS) | AMW - ARCHITECTURAL METALWORK | Architectural Design | No |  |  | Yes | No |  | No | ACTIVE | Identified as not required by Karlo 15/02/2022 |  |  | Parent |  | 1.4.1.1 | Station
AMW-1102A |  | AMW-641 | Wobbegong - Horizontal Recessed (METAL CEILINGS) | 552 |  | AMW-1102A | Wobbegong - Horizontal Recessed (METAL CEILINGS) | AMW - ARCHITECTURAL METALWORK | Architectural Design | No |  |  | Yes | No |  | No | ACTIVE | Identified as not required by Karlo 15/02/2022 |  |  | Parent |  | 1.4.1.1 | Station
AMW-1103 |  | n/a | Wobbegong - VERTICAL Recessed in WALLS - Two Terminals (PKV) | 552 |  | AMW-1103 | Wobbegong - VERTICAL Recessed in WALLS - Two Terminals (PKV) | AMW - ARCHITECTURAL METALWORK | Architectural Design | No |  |  | Yes | No |  | No | ACTIVE | Identified as not required by Karlo 15/02/2022 |  |  | Parent |  | 1.4.1.1 | Station
AMW-1103A |  | n/a | Wobbegong - VERTICAL Recessed in Walls - Three Terminals (PKV) | 552 |  | AMW-1103A | Wobbegong - VERTICAL Recessed in Walls - Three Terminals (PKV) | AMW - ARCHITECTURAL METALWORK | Architectural Design | No |  |  | Yes | No |  | No | ACTIVE | Identified as not required by Karlo 15/02/2022 |  |  | Parent |  | 1.4.1.1 | Station
AMW-1104 |  | n/a | Wobbegong Above Bench - Floor Mounted (ARD) | 552 |  | AMW-1104 | Wobbegong Above Bench - Floor Mounted (ARD) | AMW - ARCHITECTURAL METALWORK | Architectural Design | No |  |  | Yes | No |  | No | ACTIVE | Identified as not required by Karlo 15/02/2022 |  |  | Child |  | 1.4.1.1 | Station
AMW-1106 |  | AMW-885 | DAS Omni Antenna - Ceiling Mounted - Suspended Cross - 2 DAS | 552 |  | AMW-1106 | DAS Omni Antenna - Ceiling Mounted - Suspended Cross - 2 DAS | AMW - ARCHITECTURAL METALWORK | Architectural Design | No |  |  | Yes | No |  | No | ACTIVE | Identified as not required by Karlo 15/02/2022 |  |  | Child |  | 1.4.1.1 | Station
AMW-1106A |  | AMW-885 | DAS Omni Antenna - Ceiling Mounted - Suspended Cross - 3 DAS | 552 |  | AMW-1106A | DAS Omni Antenna - Ceiling Mounted - Suspended Cross - 3 DAS | AMW - ARCHITECTURAL METALWORK | Architectural Design | No |  |  | Yes | No |  | No | ACTIVE | Identified as not required by Karlo 15/02/2022 |  |  | Child |  | 1.4.1.1 | Station
AMW-1107 |  | n/a | DAS Omni Antenna - Wall Mounted - Double DAS | 552 |  | AMW-1107 | DAS Omni Antenna - Wall Mounted - Double DAS | AMW - ARCHITECTURAL METALWORK | Architectural Design | No |  |  | Yes | No |  | No | ACTIVE | Identified as not required by Karlo 15/02/2022 |  |  | Child |  | 1.4.1.1 | Station
AMW-1107A |  | n/a | DAS Omni Antenna - Ceiling Mounted - Double DAS Pendant | 552 |  | AMW-1107A | DAS Omni Antenna - Ceiling Mounted - Double DAS Pendant | AMW - ARCHITECTURAL METALWORK | Architectural Design | No |  |  | Yes | No |  | No | ACTIVE | Identified as not required by Karlo 15/02/2022 |  |  | Child |  | 1.4.1.1 | Station
AMW-1107B |  | n/a | DAS Omni Antenna - Ceiling Mounted - Single DAS Pendant | 552 |  | AMW-1107B | DAS Omni Antenna - Ceiling Mounted - Single DAS Pendant | AMW - ARCHITECTURAL METALWORK | Architectural Design | No |  |  | Yes | No |  | No | ACTIVE | Identified as not required by Karlo 15/02/2022 |  |  | Child |  | 1.4.1.1 | Station
AMW-1107C |  | n/a | DAS Omni Antenna - Mounted onto Signage Portal AMW-515 - Single Das | 552 |  | AMW-1107C | DAS Omni Antenna - Mounted onto Signage Portal AMW-515 - Single Das | AMW - ARCHITECTURAL METALWORK | Architectural Design | No |  |  | Yes | No |  | No | ACTIVE | Identified as not required by Karlo 15/02/2022 |  |  | Child |  | 1.4.1.1 | Station
AMW-1109 |  | AMW-883 | PID Bracket - Ceiling Mounted PID | 552 |  | AMW-1109 | PID Bracket - Ceiling Mounted PID | AMW - ARCHITECTURAL METALWORK | Architectural Design | No |  |  | Yes | No |  | No | ACTIVE | Identified as not required by Karlo 15/02/2022 |  |  | Child |  | 1.4.1.1 | Station
AMW-1111 |  | n/a | PID Bracket - PES Mounted PID | 552 |  | AMW-1111 | PID Bracket - PES Mounted PID | AMW - ARCHITECTURAL METALWORK | Architectural Design | No |  |  | Yes | No |  | No | RETIRED | Type No longer in ARC TRS 10/10/2022 |  |  | Child |  | 1.4.1.1 | Station
AMW-1112 |  | n/a | Antenna - Ceiling Mounted - Dropper | 552 |  | AMW-1112 | Antenna - Ceiling Mounted - Dropper | AMW - ARCHITECTURAL METALWORK | Architectural Design | No |  |  | Yes | No |  | No | ACTIVE | Identified as not required by Karlo 15/02/2022 |  |  | Child |  | 1.4.1.1 | Station
AMW-1112A |  | n/a | Antenna - PES Mounted - Dropper | 552 |  | AMW-1112A | Antenna - PES Mounted - Dropper | AMW - ARCHITECTURAL METALWORK | Architectural Design | No |  |  | Yes | No |  | No | ACTIVE | Identified as not required by Karlo 15/02/2022 |  |  | Child |  | 1.4.1.1 | Station
AMW-1122 |  | n/a | Single Dropper EOL Device Bracket – Soffit Mounted - For EOL Devices located in Shark's Teeth Ceiling CLG-106 | 552 |  | AMW-1122 | Single Dropper EOL Device Bracket – Soffit Mounted - For EOL Devices located in Shark's Teeth Ceiling CLG-106 | AMW - ARCHITECTURAL METALWORK | Architectural Design | No |  |  | Yes | No |  | No | ACTIVE | Identified as not required by Karlo 15/02/2022 |  |  | Child |  | 1.4.1.1 | Station
AMW-1122A |  | n/a | Single Dropper EOL Device Bracket – Mounted from Secondary Steel Frame - For EOL Devices located in Shark's Teeth Ceiling CLG-106 | 552 |  | AMW-1122A | Single Dropper EOL Device Bracket – Mounted from Secondary Steel Frame - For EOL Devices located in Shark's Teeth Ceiling CLG-106 | AMW - ARCHITECTURAL METALWORK | Architectural Design | No |  |  | Yes | No |  | No | ACTIVE | Identified as not required by Karlo 15/02/2022 |  |  | Child |  | 1.4.1.1 | Station
AMW-1124 |  | n/a | 'Dog Bone' EOL Device Bracket – Mounted from Baffles - For EOL Devices located in Rib & Baffle Ceiling CLG-101 | 552 |  | AMW-1124 | 'Dog Bone' EOL Device Bracket – Mounted from Baffles - For EOL Devices located in Rib & Baffle Ceiling CLG-101 | AMW - ARCHITECTURAL METALWORK | Architectural Design | No |  |  | Yes | No |  | No | ACTIVE | Identified as not required by Karlo 15/02/2022 |  |  | Child |  | 1.4.1.1 | Station
AMW-1200 |  |  | OUTLINE BRACKETS FOR LIGHTS AND RSA EOL DEVICES IN CBD STATIONS | [13 empty] | N/A | Heading only |  | N/A | N/A | N/A | N/A | N/A | N/A | N/A | N/A | N/A | N/A | N/A
AMW-1201 |  | n/a | Light Bracket and Rib Base Support - Housing Spot Lights and Up Light - Water Strider - (CBD Platform Level) | 552 |  | AMW-1201 | Light Bracket and Rib Base Support - Housing Spot Lights and Up Light - Water Strider - (CBD Platform Level) | AMW - ARCHITECTURAL METALWORK | Architectural Design | No |  |  | Yes | No |  | No | ACTIVE | Identified as not required by Karlo 15/02/2022 |  |  | Parent |  | 1.4.1.1 | Station
AMW-1202 |  | n/a | Signage - Water Strider | 552 |  | AMW-1202 | Signage - Water Strider | AMW - ARCHITECTURAL METALWORK | Architectural Design | Yes |  |  | Yes | Yes |  | Yes | ACTIVE | Identified by Karlo 15/02/2022 |  |  | Parent |  | 1.4.1.1 | Station
AMW-1204 |  | n/a | CBD Trinoc Escalator Nook Light Bracket - Housing Spot Lights | 552 |  | AMW-1204 | CBD Trinoc Escalator Nook Light Bracket - Housing Spot Lights | AMW - ARCHITECTURAL METALWORK | Architectural Design | No |  |  | Yes | No |  | No | ACTIVE | Identified as not required by Karlo 15/02/2022 |  |  | Parent |  | 1.4.1.1 | Station
AMW-1205 |  | n/a | CBD Trinoc Platform Light Bracket | 552 |  | AMW-1205 | CBD Trinoc Platform Light Bracket | AMW - ARCHITECTURAL METALWORK | Architectural Design | No |  |  | Yes | No |  | No | ACTIVE | Identified as not required by Karlo 15/02/2022 |  |  | Parent |  | 1.4.1.1 | Station
AMW-1206 |  | AMW-883 | CBD Trinoc Camera Dropper from CMS | 552 |  | AMW-1206 | CBD Trinoc Camera Dropper from CMS | AMW - ARCHITECTURAL METALWORK | Architectural Design | No |  |  | Yes | No |  | No | ACTIVE | Identified as not required by Karlo 15/02/2022 |  |  | Child |  | 1.4.1.1 | Station
AMW-1210 |  | n/a | Light and RSA Bracket - CBD Double Rib - Canoe | 552 |  | AMW-1210 | Light and RSA Bracket - CBD Double Rib - Canoe | AMW - ARCHITECTURAL METALWORK | Architectural Design | No |  |  | Yes | No |  | No | ACTIVE | Identified as not required by Karlo 15/02/2022 |  |  | Parent |  | 1.4.1.1 | Station
AMW-1220 |  | n/a | Painted Steelwork to Crypt Ceiling 'Lattice' | 552 |  | AMW-1220 | Painted Steelwork to Crypt Ceiling 'Lattice' | AMW - ARCHITECTURAL METALWORK | Architectural Design | No |  |  | Yes | No |  | No | ACTIVE | Identified as not required by Karlo 15/02/2022 |  |  | Child |  | 1.4.1.1 | Station
ASE |  |  | ACCESS AND SAFETY EQUIPMENT SYSTEMS | [13 empty] | N/A | Heading only |  | N/A | N/A | N/A | N/A | N/A | N/A | N/A | N/A | N/A | N/A | N/A
ASE-100 |  |  | FALL PREVENTION SYSTEMS | [13 empty] | N/A | Heading only |  | N/A | N/A | N/A | N/A | N/A | N/A | N/A | N/A | N/A | N/A | N/A
ASE-151 |  | ASE-120 | Static Line | 458 |  | ASE-151 | Static Line | ASE - ACCESS AND SAFETY EQUIPMENT SYSTEMS | Architectural Design | Yes |  |  | Yes | Yes |  | Yes | ACTIVE | Identified by Karlo 15/02/2022 |  |  | Child |  | 1.4.1.1 | Station
ASE-300 |  |  | ACCESS LADDER SYSTEMS | [13 empty] | N/A | Heading only |  | N/A | N/A | N/A | N/A | N/A | N/A | N/A | N/A | N/A | N/A | N/A
ASE-351 |  | n/a | Fixed Angled Access Ladder - Step Type | 552 |  | ASE-351 | Fixed Angled Access Ladder - Step Type | ASE - ACCESS AND SAFETY EQUIPMENT SYSTEMS | Architectural Design | Yes |  |  | Yes | Yes |  | Yes | ACTIVE | Identified by Karlo 15/02/2022 |  |  | Parent |  | 1.4.1.1 | Station
ASE-500 |  |  | OPERABLE ACCESS GANTRY SYSTEMS | [13 empty] | N/A | Heading only |  | N/A | N/A | N/A | N/A | N/A | N/A | N/A | N/A | N/A | N/A | N/A
ASE-501 |  | n/a | Operable Stainless Steel Maintenance Gantry | 552 |  | ASE-501 | Operable Stainless Steel Maintenance Gantry | ASE - ACCESS AND SAFETY EQUIPMENT SYSTEMS | Architectural Design | Yes |  |  | Yes | Yes |  | Yes | ACTIVE | Identified by Karlo 15/02/2022 |  |  | Parent |  | 1.4.1.1 | Station
BVC |  |  | BIRD & VERMIN CONTROL | 481 | [12 empty] | N/A | Heading only |  | N/A | N/A | N/A | N/A | N/A | N/A | N/A | N/A | N/A | N/A | N/A
BVC-100 |  |  | PHYSICAL BARRIERS, ELECTRONIC DETERRENTS | 481 | [12 empty] | N/A | Heading only |  | N/A | N/A | N/A | N/A | N/A | N/A | N/A | N/A | N/A | N/A | N/A
BVC-151 |  | n/a | Piano Wire Barrier | 481 |  | BVC-151 | Piano Wire Barrier | BVC - BIRD & VERMIN CONTROL | Architectural Design | Yes |  |  | Yes | Yes |  | Yes | ACTIVE | Identified by Karlo 15/02/2022 |  |  | Parent |  | 1.4.1.1 | Station
CLG |  |  | SUSPENDED CEILING SYSTEMS | [13 empty] | N/A | Heading only |  | N/A | N/A | N/A | N/A | N/A | N/A | N/A | N/A | N/A | N/A | N/A
CLG-100 |  |  | LOOSE FIT CEILING SYSTEMS | [13 empty] | N/A | Heading only |  | N/A | N/A | N/A | N/A | N/A | N/A | N/A | N/A | N/A | N/A | N/A
CLG-101 |  | CLG-101 | Loose Fit Ceiling System - Types A and B - Box Stations - Ribs and Baffles | 531 |  | CLG-101 | Loose Fit Ceiling System - Types A and B - Box Stations - Ribs and Baffles | CLG - SUSPENDED CEILING SYSTEMS | Architectural Design | No |  |  | Yes | No |  | No | ACTIVE | Identified as not required by Karlo 15/02/2022 |  |  | Child |  | 1.4.1.1 | Station
CLG-102 |  | CLG-102 | Loose Fit Ceiling System - Types C and D - Ribs and Baffles (CBD Stations) | 531 |  | CLG-102 | Loose Fit Ceiling System - Types C and D - Ribs and Baffles (CBD Stations) | CLG - SUSPENDED CEILING SYSTEMS | Architectural Design | No |  |  | Yes | No |  | No | ACTIVE | Identified as not required by Karlo 15/02/2022 |  |  | Child |  | 1.4.1.1 | Station
CLG-105 |  | n/a | Suspended Wishbone Bracketry - Type 1 - Flying Fox (ARD) | 531 |  | CLG-105 | Suspended Wishbone Bracketry - Type 1 - Flying Fox (ARD) | CLG - SUSPENDED CEILING SYSTEMS | Architectural Design | No |  |  | Yes | No |  | No | ACTIVE | Identified as not required by Karlo 15/02/2022 |  |  | Child |  | 1.4.1.1 | Station
CLG-105A |  | n/a | Suspended Wishbone Bracketry - Type 2 - Flying Fox (PKV) | 531 |  | CLG-105A | Suspended Wishbone Bracketry - Type 2 - Flying Fox (PKV) | CLG - SUSPENDED CEILING SYSTEMS | Architectural Design | No |  |  | Yes | No |  | No | ACTIVE | Identified as not required by Karlo 15/02/2022 |  |  | Child |  | 1.4.1.1 | Station
CLG-105B |  | n/a | Suspended Wishbone Bracketry - Type 3 - Flying Fox (DOM) | 531 |  | CLG-105B | Suspended Wishbone Bracketry - Type 3 - Flying Fox (DOM) | CLG - SUSPENDED CEILING SYSTEMS | Architectural Design | No |  |  | Yes | No |  | No | ACTIVE | Identified as not required by Karlo 15/02/2022 |  |  | Child |  | 1.4.1.1 | Station
CLG-106A |  | n/a | Loose Fit Ceiling System - Type 1 - 350mm Baffles - Sharks Teeth | 531 |  | CLG-106A | Loose Fit Ceiling System - Type 1 - 350mm Baffles - Sharks Teeth | CLG - SUSPENDED CEILING SYSTEMS | Architectural Design | No |  |  | Yes | No |  | No | ACTIVE | Identified as not required by Karlo 15/02/2022 |  |  | Child |  | 1.4.1.1 | Station
CLG-106B |  | n/a | Loose Fit Ceiling System - Type 2 - 500mm Baffles - Sharks Teeth | 531 |  | CLG-106B | Loose Fit Ceiling System - Type 2 - 500mm Baffles - Sharks Teeth | CLG - SUSPENDED CEILING SYSTEMS | Architectural Design | No |  |  | Yes | No |  | No | ACTIVE | Identified as not required by Karlo 15/02/2022 |  |  | Child |  | 1.4.1.1 | Station
CLG-106C |  | n/a | Loose Fit Ceiling System - Type 3 - 650mm Baffles - Sharks Teeth | 531 |  | CLG-106C | Loose Fit Ceiling System - Type 3 - 650mm Baffles - Sharks Teeth | CLG - SUSPENDED CEILING SYSTEMS | Architectural Design | No |  |  | Yes | No |  | No | ACTIVE | Identified as not required by Karlo 15/02/2022 |  |  | Child |  | 1.4.1.1 | Station
CLG-106D |  | n/a | Sharks Teeth - Restricted Ceiling Zones | 531 |  | CLG-106D | Sharks Teeth - Restricted Ceiling Zones | CLG - SUSPENDED CEILING SYSTEMS | Architectural Design | No |  |  | Yes | No |  | No | ACTIVE | Identified as not required by Karlo 15/02/2022 |  |  | Child |  | 1.4.1.1 | Station
CLG-106E |  | n/a | Sharks Teeth - Integrating Advertisement Panel | 531 |  | CLG-106E | Sharks Teeth - Integrating Advertisement Panel | CLG - SUSPENDED CEILING SYSTEMS | Architectural Design | No |  |  | Yes | No |  | No | ACTIVE | Identified as not required by Karlo 15/02/2022 |  |  | Child |  | 1.4.1.1 | Station
CLG-107 |  | n/a | Acoustic Lining to Soffit (Generally Located above Shark's Teeth) | 531 |  | CLG-107 | Acoustic Lining to Soffit (Generally Located above Shark's Teeth) | CLG - SUSPENDED CEILING SYSTEMS | Architectural Design | No |  |  | Yes | No |  | No | ACTIVE | Identified as not required by Karlo 15/02/2022 |  |  | Child |  | 1.4.1.1 | Station
CLG-200 |  |  | METAL CEILING SYSTEMS | [13 empty] | N/A | Heading only |  | N/A | N/A | N/A | N/A | N/A | N/A | N/A | N/A | N/A | N/A | N/A
CLG-280 |  | n/a | Suspended Services Tray - Entrance Canopy Parkville | 531 | Parkville Canopy | CLG-280 | Suspended Services Tray - Entrance Canopy Parkville | CLG - SUSPENDED CEILING SYSTEMS | Architectural Design | No |  |  | Yes | No |  | No | ACTIVE | Identified as not required by Karlo 15/02/2022 |  |  | Parent |  | 1.4.1.1 | Station
CLG-281 |  | n/a | Folded Acoustic Metal Ceiling with Integrated Services to Crypt | 531 |  | CLG-281 | Folded Acoustic Metal Ceiling with Integrated Services to Crypt | CLG - SUSPENDED CEILING SYSTEMS | Architectural Design | No |  |  | Yes | No |  | No | ACTIVE | Identified as not required by Karlo 15/02/2022 |  |  | Child |  | 1.4.1.1 | Station
EWS |  |  | EXTERNAL WALL SYSTEMS | [13 empty] | N/A | Heading only |  | N/A | N/A | N/A | N/A | N/A | N/A | N/A | N/A | N/A | N/A | N/A
EWS-100 |  |  | GLAZED WALL SYSTEM | [13 empty] | N/A | Heading only |  | N/A | N/A | N/A | N/A | N/A | N/A | N/A | N/A | N/A | N/A | N/A
EWS-115 |  | n/a | Rain Screen Curtain Wall System | 432 |  | EWS-115 | Rain Screen Curtain Wall System | EWS - EXTERNAL WALL SYSTEMS | Architectural Design | No |  |  | Yes | No |  | No | ACTIVE | Identified as not required by Karlo 15/02/2022 |  |  | Child |  | 1.4.1.1 | Station
EWS-140 |  | EWS-110 | Rain Screen Curtain Wall System with Sloped Upstand and Hanging Rail Over Void Edge | 432 |  | EWS-140 | Rain Screen Curtain Wall System with Sloped Upstand and Hanging Rail Over Void Edge | EWS - EXTERNAL WALL SYSTEMS | Architectural Design | No |  |  | Yes | No |  | No | RETIRED | Type No longer in ARC TRS 10/10/2022 |  |  | Child |  | 1.4.1.1 | Station
EWS-500 |  |  | LOUVRES - EXTERNAL | [13 empty] | N/A | Heading only |  | N/A | N/A | N/A | N/A | N/A | N/A | N/A | N/A | N/A | N/A | N/A
EWS-511 |  | n/a | External Fixed Louvre - Type 02 | 451 |  | EWS-511 | External Fixed Louvre - Type 02 | EWS - EXTERNAL WALL SYSTEMS | Architectural Design | No |  |  | Yes | No |  | No | RETIRED | Type No longer in ARC TRS 10/10/2022 |  |  | Child |  | 1.4.1.1 | Station
EWS-700 |  |  | MISCELANEOUS CLADDING SYSTEMS | [13 empty] | N/A | Heading only |  | N/A | N/A | N/A | N/A | N/A | N/A | N/A | N/A | N/A | N/A | N/A
EWS-730 |  | n/a | Vertical End Glazing to Main Entry Canopy | 451 | Parkville | EWS-730 | Vertical End Glazing to Main Entry Canopy | EWS - EXTERNAL WALL SYSTEMS | Architectural Design | No |  |  | Yes | No |  | No | ACTIVE | Identified as not required by Karlo 15/02/2022 |  |  | Child |  | 1.4.1.1 | Station
FFE |  |  | FIXTURES / FITTINGS / EQUIPMENT | [13 empty] | N/A | Heading only |  | N/A | N/A | N/A | N/A | N/A | N/A | N/A | N/A | N/A | N/A | N/A
FLA |  |  | FLASHINGS & COPINGS | [13 empty] | N/A | Heading only |  | N/A | N/A | N/A | N/A | N/A | N/A | N/A | N/A | N/A | N/A | N/A
FLA-300 |  |  | DRIPS | [13 empty] | N/A | Heading only |  | N/A | N/A | N/A | N/A | N/A | N/A | N/A | N/A | N/A | N/A | N/A
FLA-301 |  | n/a | Drip | 431 |  | FLA-301 | Drip | FLA - FLASHINGS & COPINGS | Architectural Design | No |  |  | Yes | No |  | No | ACTIVE | Identified as not required by Karlo 15/02/2022 |  |  | Child |  | 1.4.1.1 | Station
GRL |  |  | GRILLE - WALL | [13 empty] | N/A | Heading only |  | N/A | N/A | N/A | N/A | N/A | N/A | N/A | N/A | N/A | N/A | N/A
GRL-100 |  |  | GRILLE - WALL - METAL | [13 empty] | N/A | Heading only |  | N/A | N/A | N/A | N/A | N/A | N/A | N/A | N/A | N/A | N/A | N/A
GRL-140 |  | GRL-124 | Integrated Ventilation Louvre - Removable - Aluminium (Box Stations) | 451 |  | GRL-140 | Integrated Ventilation Louvre - Removable - Aluminium (Box Stations) | GRL - GRILLE - WALL | Architectural Design | No |  |  | Yes | No |  | No | ACTIVE | Identified as not required by Karlo 15/02/2022 |  |  | Child |  | 1.4.1.1 | Station
GRL-150 |  | n/a | Ventilation Louvre - Flangeless Flat Bar | 451 |  | GRL-150 | Ventilation Louvre - Flangeless Flat Bar | GRL - GRILLE - WALL | Architectural Design | No |  |  | Yes | No |  | No | ACTIVE | Identified as not required by Karlo 15/02/2022 |  |  | Child |  | 1.4.1.1 | Station
GRL-151 |  |  | Circular Air Grille for Air Intakes located within First Material Panels (INL-220) | 451 |  | GRL-151 | Circular Air Grille for Air Intakes located within First Material Panels (INL-220) | GRL - GRILLE - WALL | Architectural Design | No |  |  | Yes | No |  | No | ACTIVE | Identified as not required by Karlo 15/02/2022 |  |  | Child |  | 1.4.1.1 | Station
GRL-152 |  |  | Ventilation Louvre - Flangeless Flat Bar - Concourse Door Reveal | 451 |  | GRL-152 | Ventilation Louvre - Flangeless Flat Bar - Concourse Door Reveal | GRL - GRILLE - WALL | Architectural Design | No |  |  | Yes | No |  | No | ACTIVE | Identified as not required by Karlo 15/02/2022 |  |  | Child |  | 1.4.1.1 | Station
GRL-160 |  | GRL-120 | Ventilation Louvre - Aluminium | 451 | Parkville Entrance Canopy | GRL-160 | Ventilation Louvre - Aluminium | GRL - GRILLE - WALL | Architectural Design | No |  |  | Yes | No |  | No | ACTIVE | Identified as not required by Karlo 15/02/2022 |  |  | Child |  | 1.4.1.1 | Station
GRL-300 |  |  | GRILLE - METAL | [13 empty] | N/A | Heading only |  | N/A | N/A | N/A | N/A | N/A | N/A | N/A | N/A | N/A | N/A | N/A
GRL-351 |  | n/a | Trafficable Floor Grating with Bird Mesh - FOH | 552 | CBDS canopy | GRL-351 | Trafficable Floor Grating with Bird Mesh - FOH | GRL - GRILLE - WALL | Architectural Design | No |  |  | Yes | No |  | No | ACTIVE | Identified as not required by Karlo 15/02/2022 |  |  | Child |  | 1.4.1.1 | Station
INL |  |  | INTERNAL LININGS | [13 empty] | N/A | Heading only |  | N/A | N/A | N/A | N/A | N/A | N/A | N/A | N/A | N/A | N/A | N/A
INL-200 |  |  | BACK PAINTED GLASS LINING | [13 empty] | N/A | Heading only |  | N/A | N/A | N/A | N/A | N/A | N/A | N/A | N/A | N/A | N/A | N/A
INL-220 |  | n/a | Flat Aluminum Close Jointed Panel System - 1st Material | 522 |  | INL-220 | Flat Aluminum Close Jointed Panel System - 1st Material | INL - INTERNAL LININGS | Architectural Design | No |  |  | Yes | No |  | No | ACTIVE | Identified as not required by Karlo 15/02/2022 |  |  | Child |  | 1.4.1.1 | Station
INL-220A |  | n/a | Perforated Flat Aluminum Close Jointed Panel System - 1st Material | 522 |  | INL-220A | Perforated Flat Aluminum Close Jointed Panel System - 1st Material | INL - INTERNAL LININGS | Architectural Design | No |  |  | Yes | No |  | No | ACTIVE | Identified as not required by Karlo 15/02/2022 |  |  | Child |  | 1.4.1.1 | Station
INL-221 |  | n/a | Dado Rail Assembly above the CMS Zone | 522 | Concourse & Adit | INL-221 | Dado Rail Assembly above the CMS Zone | INL - INTERNAL LININGS | Architectural Design | No |  |  | Yes | No |  | No | ACTIVE | Identified as not required by Karlo 15/02/2022 |  |  | Child |  | 1.4.1.1 | Station
INL-221A |  | n/a | Dado Rail Assembly (CBD Platform PSD Side: Bottom of INL-346 Wall) | 522 | CBD Platform PSD Wall | INL-221A | Dado Rail Assembly (CBD Platform PSD Side: Bottom of INL-346 Wall) | INL - INTERNAL LININGS | Architectural Design | No |  |  | Yes | No |  | No | ACTIVE | Identified as not required by Karlo 15/02/2022 |  |  | Child |  | 1.4.1.1 | Station
INL-222 |  | n/a | Extruded Aluminium CMS Panel with Intermittent Access Doors | 522 |  | INL-222 | Extruded Aluminium CMS Panel with Intermittent Access Doors | INL - INTERNAL LININGS | Architectural Design | No |  |  | Yes | No |  | No | ACTIVE | Identified as not required by Karlo 15/02/2022 |  |  | Child |  | 1.4.1.1 | Station
INL-224 |  | AMW-662 | CMS Assembly with Access Panels (CBD Platform Side) | 522 |  | INL-224 | CMS Assembly with Access Panels (CBD Platform Side) | INL - INTERNAL LININGS | Architectural Design | No |  |  | Yes | No |  | No | ACTIVE | Identified as not required by Karlo 15/02/2022 |  |  | Child |  | 1.4.1.1 | Station
INL-224A |  | AMW-662 | CMS Assembly with Access Panels (CBD Central Trinoc) | 522 |  | INL-224A | CMS Assembly with Access Panels (CBD Central Trinoc) | INL - INTERNAL LININGS | Architectural Design | No |  |  | Yes | No |  | No | ACTIVE | Identified as not required by Karlo 15/02/2022 |  |  | Child |  | 1.4.1.1 | Station
INL-225 |  | AMW-662 | CMS Assembly with Access Panels and Surface Mounted Acoustic Baffles - 3 Baffles (CBD Central Trinoc) | 522 |  | INL-225 | CMS Assembly with Access Panels and Surface Mounted Acoustic Baffles - 3 Baffles (CBD Central Trinoc) | INL - INTERNAL LININGS | Architectural Design | No |  |  | Yes | No |  | No | ACTIVE | Identified as not required by Karlo 15/02/2022 |  |  | Child |  | 1.4.1.1 | Station
INL-225A |  | AMW-662 | CMS Assembly with Access Panels and Surface Mounted Acoustic Baffles - 2 Baffles (CBD Central Trinoc) | 522 |  | INL-225A | CMS Assembly with Access Panels and Surface Mounted Acoustic Baffles - 2 Baffles (CBD Central Trinoc) | INL - INTERNAL LININGS | Architectural Design | No |  |  | Yes | No |  | No | ACTIVE | Identified as not required by Karlo 15/02/2022 |  |  | Child |  | 1.4.1.1 | Station
INL-228 |  | n/a | Cornice - CBD Platform PSD (Top of INL-346 Wall) | 522 | CBD platform PSD wall | INL-228 | Cornice - CBD Platform PSD (Top of INL-346 Wall) | INL - INTERNAL LININGS | Architectural Design | No |  |  | Yes | No |  | No | ACTIVE | Identified as not required by Karlo 15/02/2022 |  |  | Child |  | 1.4.1.1 | Station
INL-229 |  | AMW-995 | Evaporative Drip Tray (CBS Trinoc) | 522 |  | INL-229 | Evaporative Drip Tray (CBS Trinoc) | INL - INTERNAL LININGS | Architectural Design | No |  |  | Yes | No |  | No | ACTIVE | Identified as not required by Karlo 15/02/2022 |  |  | Child |  | 1.4.1.1 | Station
INL-300 |  |  | METAL LINING | [13 empty] | N/A | Heading only |  | N/A | N/A | N/A | N/A | N/A | N/A | N/A | N/A | N/A | N/A | N/A
INL-302 |  | INL-302 | Lozenges, Frame and Micro Louver Acoustic Panel Infill System (PKV) | 522 |  | INL-302 | Lozenges, Frame and Micro Louver Acoustic Panel Infill System (PKV) | INL - INTERNAL LININGS | Architectural Design | No |  |  | Yes | No |  | No | ACTIVE | Identified as not required by Karlo 15/02/2022 |  |  | Child |  | 1.4.1.1 | Station
INL-346 |  | INL-340 | Perforated Ribbed Acoustic Metal Lining Panel with Articulated Joints (CBD Platform) | 522 |  | INL-346 | Perforated Ribbed Acoustic Metal Lining Panel with Articulated Joints (CBD Platform) | INL - INTERNAL LININGS | Architectural Design | No |  |  | Yes | No |  | No | ACTIVE | Identified as not required by Karlo 15/02/2022 |  |  | Child |  | 1.4.1.1 | Station
INL-900 |  |  | MISCELANEOUS LINING | [13 empty] | N/A | Heading only |  | N/A | N/A | N/A | N/A | N/A | N/A | N/A | N/A | N/A | N/A | N/A
INL-930 |  | MEP-550 | Over Cladding to Jet Diffuser (ARD, PKV) | 522 |  | INL-930 | Over Cladding to Jet Diffuser (ARD, PKV) | INL - INTERNAL LININGS | Architectural Design | No |  |  | Yes | No |  | No | ACTIVE | Identified as not required by Karlo 15/02/2022 |  |  | Child |  | 1.4.1.1 | Station
MEP |  |  | MEP | [13 empty] | N/A | Heading only |  | N/A | N/A | N/A | N/A | N/A | N/A | N/A | N/A | N/A | N/A | N/A
MEP-700 |  |  | FIRE PROTECTION | [13 empty] | N/A | Heading only |  | N/A | N/A | N/A | N/A | N/A | N/A | N/A | N/A | N/A | N/A | N/A
MEP-720 |  | n/a | Sprinkler Installation (STR-370) | Project Engineer's Specification |  | MEP-720 | Sprinkler Installation (STR-370) | MEP - MEP | Architectural Design | No |  |  | Yes | No |  | No | ACTIVE | Identified by Karlo 15/02/2022 |  |  | Parent |  | 1.1.8.2.2 | Fire Protection
MEP-800 |  |  | HYDRAULIC | [13 empty] | N/A | Heading only |  | N/A | N/A | N/A | N/A | N/A | N/A | N/A | N/A | N/A | N/A | N/A
MEP-821 |  | n/a | Stainless Steel Rain Water Pipe | 416 |  | MEP-821 | Stainless Steel Rain Water Pipe | MEP - MEP | Architectural Design | No |  |  | Yes | No |  | No | ACTIVE | Identified as not required by Karlo 15/02/2022 |  |  | Child |  | 1.4.1.1 | Station
MEP-880 |  | n/a | Inclined Box Gutter | 416 | Parkville Entrance Canopy | MEP-880 | Inclined Box Gutter | MEP - MEP | Architectural Design | No |  |  | Yes | No |  | No | ACTIVE | Identified as not required by Karlo 15/02/2022 |  |  | Child |  | 1.4.1.1 | Station
PNT |  |  | PAINT / CLEAR FINISHES | [13 empty] | N/A | Heading only |  | N/A | N/A | N/A | N/A | N/A | N/A | N/A | N/A | N/A | N/A | N/A
PNT-100 |  |  | STRUCTURAL SEALANT | [13 empty] | N/A | Heading only |  | N/A | N/A | N/A | N/A | N/A | N/A | N/A | N/A | N/A | N/A | N/A
PNT-151 |  | n/a | Dust Proof Sealer to Off-form/ In Situ Concrete Elements (CBDS - Crypt) | 671 | CBDS - Crypt | PNT-151 | Dust Proof Sealer to Off-form/ In Situ Concrete Elements (CBDS - Crypt) | PNT - PAINT / CLEAR FINISHES | Architectural Design | No |  |  | Yes | No |  | No | ACTIVE | Identified as not required by Karlo 15/02/2022 |  |  | Child |  | 1.4.1.1 | Station
PNT-152 |  | n/a | Dust Proof Sealer to Precast Concrete Elements (CBDS - Crypt) | 671 | CBDS - Crypt | PNT-152 | Dust Proof Sealer to Precast Concrete Elements (CBDS - Crypt) | PNT - PAINT / CLEAR FINISHES | Architectural Design | No |  |  | Yes | No |  | No | ACTIVE | Identified as not required by Karlo 15/02/2022 |  |  | Child |  | 1.4.1.1 | Station
PNT-200 |  |  | STRUCTURAL STEEL - PROTECTIVE COATINGS | [13 empty] | N/A | Heading only |  | N/A | N/A | N/A | N/A | N/A | N/A | N/A | N/A | N/A | N/A | N/A
PNT-251 |  | n/a | Steel Protective Paint - Visible Steelwork | 345 |  | PNT-251 | Steel Protective Paint - Visible Steelwork | PNT - PAINT / CLEAR FINISHES | Architectural Design | No |  |  | Yes | No |  | No | ACTIVE | Identified as not required by Karlo 15/02/2022 |  |  | Child |  | 1.4.1.1 | Station
PNT-252 |  | n/a | Steel Protective Paint - Visible Steelwork Fire Protection 2 Hour FRL | 345 |  | PNT-252 | Steel Protective Paint - Visible Steelwork Fire Protection 2 Hour FRL | PNT - PAINT / CLEAR FINISHES | Architectural Design | No |  |  | Yes | No |  | No | ACTIVE | Identified as not required by Karlo 15/02/2022 |  |  | Child |  | 1.4.1.1 | Station
PNT-253 |  | n/a | Steel Protective Paint - Visible Steelwork Fire Protection 3 Hour FRL | 345 |  | PNT-253 | Steel Protective Paint - Visible Steelwork Fire Protection 3 Hour FRL | PNT - PAINT / CLEAR FINISHES | Architectural Design | No |  |  | Yes | No |  | No | ACTIVE | Identified as not required by Karlo 15/02/2022 |  |  | Child |  | 1.4.1.1 | Station
PNT-254 |  | n/a | Steel Protective Paint - Visible Steelwork Fire Protection 4 Hour FRL | 345 |  | PNT-254 | Steel Protective Paint - Visible Steelwork Fire Protection 4 Hour FRL | PNT - PAINT / CLEAR FINISHES | Architectural Design | No |  |  | Yes | No |  | No | RETIRED | Type No longer in ARC TRS 10/10/2022 |  |  | Child |  | 1.4.1.1 | Station
RFL |  |  | ROOFLIGHTS | [13 empty] | N/A | Heading only |  | N/A | N/A | N/A | N/A | N/A | N/A | N/A | N/A | N/A | N/A | N/A
RFL-200 |  |  | PARKVILLE ROOFLIGHTS | [13 empty] | N/A | Heading only |  | N/A | N/A | N/A | N/A | N/A | N/A | N/A | N/A | N/A | N/A | N/A
RFL-201 |  | n/a | Curved Entrance Rooflight | 451 |  | RFL-201 | Curved Entrance Rooflight | RFL - ROOFLIGHTS | Architectural Design | No |  |  | Yes | No |  | No | ACTIVE | Identified as not required by Karlo 15/02/2022 |  |  | Parent |  | 1.4.1.1 | Station
RFS |  |  | ROOF SYSTEMS | [13 empty] | N/A | Heading only |  | N/A | N/A | N/A | N/A | N/A | N/A | N/A | N/A | N/A | N/A | N/A
RFS-100 |  |  | GLAZED ROOF SYSTEMS | [13 empty] | N/A | Heading only |  | N/A | N/A | N/A | N/A | N/A | N/A | N/A | N/A | N/A | N/A | N/A
RFS-110 |  | n/a | Curved Glass Roof | 451 | CBDS | RFS-110 | Curved Glass Roof | RFS - ROOF SYSTEMS | Architectural Design | No |  |  | Yes | No |  | No | ACTIVE | Identified as not required by Karlo 15/02/2022 |  |  | Parent |  | 1.4.1.1 | Station
STR |  |  | STRUCTURE | [13 empty] | N/A | Heading only |  | N/A | N/A | N/A | N/A | N/A | N/A | N/A | N/A | N/A | N/A | N/A
STR-100 |  |  | COLUMN | [13 empty] | N/A | Heading only |  | N/A | N/A | N/A | N/A | N/A | N/A | N/A | N/A | N/A | N/A | N/A
STR-120 |  | n/a | Steel Column | Project Engineer's Specification |  | STR-120 | Steel Column | STR - STRUCTURE | Architectural Design | No |  |  | Yes | No |  | No | ACTIVE | Identified as not required by Karlo 15/02/2022 |  |  | Parent |  | 1.4.1.1 | Station
STR-180 |  | n/a | Mild Steel Portal Frame (Main Canopy) | 552 | DOM | STR-180 | Mild Steel Portal Frame (Main Canopy) | STR - STRUCTURE | Architectural Design | No |  |  | Yes | No |  | No | ACTIVE | Identified as not required by Karlo 15/02/2022 |  |  | Parent |  | 1.4.1.1 | Station
STR-181 |  | n/a | Perimeter CHS and Associated Capping and Flashing (Main Canopy) | 552 | DOM | STR-181 | Perimeter CHS and Associated Capping and Flashing (Main Canopy) | STR - STRUCTURE | Architectural Design | No |  |  | Yes | No |  | No | ACTIVE | Identified as not required by Karlo 15/02/2022 |  |  | Child |  | 1.4.1.1 | Station
STR-182 |  | n/a | Rooflight Assembly with Support Structure (Main Canopy) | 451 | DOM | STR-182 | Rooflight Assembly with Support Structure (Main Canopy) | STR - STRUCTURE | Architectural Design | No |  |  | Yes | No |  | No | ACTIVE | Identified as not required by Karlo 15/02/2022 |  |  | Parent |  | 1.4.1.1 | Station
STR-200 |  |  | WALLS | [13 empty] | N/A | Heading only |  | N/A | N/A | N/A | N/A | N/A | N/A | N/A | N/A | N/A | N/A | N/A
STR-201 |  | n/a | Concrete Wall | Project Engineer's Specification | EPZ/ WPZ - internal/ external - various areas | STR-201 | Concrete Wall | STR - STRUCTURE | Architectural Design | No |  |  | Yes | No |  | No | ACTIVE | Identified as not required by Karlo 15/02/2022 |  |  | Parent |  | 1.4.1.1 | Station
STR-300 |  |  | FLOORS | [13 empty] | N/A | Heading only |  | N/A | N/A | N/A | N/A | N/A | N/A | N/A | N/A | N/A | N/A | N/A
STR-370 |  | n/a | CLT Frame Panels and Roofing System | 380 | DOM | STR-370 | CLT Frame Panels and Roofing System | STR - STRUCTURE | Architectural Design | No |  |  | Yes | No |  | No | ACTIVE | Identified as not required by Karlo 15/02/2022 |  |  | Child |  | 1.4.1.1 | Station
STR-400 |  |  | BEAMS | [13 empty] | N/A | Heading only |  | N/A | N/A | N/A | N/A | N/A | N/A | N/A | N/A | N/A | N/A | N/A
STR-410 |  | n/a | Precast Concrete Beam | Project Engineer's Specification |  | STR-410 | Precast Concrete Beam | STR - STRUCTURE | Architectural Design | No |  |  | Yes | No |  | No | ACTIVE | Identified as not required by Karlo 15/02/2022 |  |  | Parent |  | 1.4.1.1 | Station
STR-420 |  | n/a | Steel Beam | Project Engineer's Specification |  | STR-420 | Steel Beam | STR - STRUCTURE | Architectural Design | No |  |  | Yes | No |  | No | ACTIVE | Identified as not required by Karlo 15/02/2022 |  |  | Parent |  | 1.4.1.1 | Station
STR-421 |  | n/a | Steel Plates | Project Engineer's Specification |  | STR-421 | Steel Plates | STR - STRUCTURE | Architectural Design | No |  |  | Yes | No |  | No | ACTIVE | Identified as not required by Karlo 15/02/2022 |  |  | Child |  | 1.4.1.1 | Station
STR-423 |  | n/a | Steel Node | Project Engineer's Specification |  | STR-423 | Steel Node | STR - STRUCTURE | Architectural Design | No |  |  | Yes | No |  | No | ACTIVE | Identified as not required by Karlo 15/02/2022 |  |  | Child |  | 1.4.1.1 | Station
STR-470 |  | n/a | Glulam Rafter and Diagrid Beams | 380 | DOM | STR-470 | Glulam Rafter and Diagrid Beams | STR - STRUCTURE | Architectural Design | No |  |  | Yes | No |  | No | RETIRED | Type No longer in ARC TRS 10/10/2022 |  |  | Parent |  | 1.4.1.1 | Station
STR-500 |  |  | UPSTANDS | [13 empty] | N/A | Heading only |  | N/A | N/A | N/A | N/A | N/A | N/A | N/A | N/A | N/A | N/A | N/A
STR-510 |  | n/a | Concrete Column Plinth Upstand | 315 | DOM | STR-510 | Concrete Column Plinth Upstand | STR - STRUCTURE | Architectural Design | No |  |  | Yes | No |  | No | RETIRED | Type No longer in ARC TRS 10/10/2022 |  |  | Child |  | 1.4.1.1 | Station
STR-511 |  | n/a | Concrete Column Plinth (CBDS - Crypt) | 315 | CBDS Crypt | STR-511 | Concrete Column Plinth (CBDS - Crypt) | STR - STRUCTURE | Architectural Design | No |  |  | Yes | No |  | No | RETIRED | Type No longer in ARC TRS 10/10/2022 |  |  | Child |  | 1.4.1.1 | Station
STR-600 |  |  | FEATURES | [13 empty] | N/A | Heading only |  | N/A | N/A | N/A | N/A | N/A | N/A | N/A | N/A | N/A | N/A | N/A
STR-610 |  | n/a | Roof Light Supporting Structure | Project Engineer's Specification | Parkville | STR-610 | Roof Light Supporting Structure | STR - STRUCTURE | Architectural Design | No |  |  | Yes | No |  | No | ACTIVE | Identified as not required by Karlo 15/02/2022 |  |  | Child |  | 1.4.1.1 | Station
STR-621 |  | n/a | Stainless Steel Cable Brace | Project Engineer's Specification |  | STR-621 | Stainless Steel Cable Brace | STR - STRUCTURE | Architectural Design | No |  |  | Yes | No |  | No | ACTIVE | Identified as not required by Karlo 15/02/2022 |  |  | Child |  | 1.4.1.1 | Station
STR-622 |  | n/a | Roofing Sump System above CLT Frame Panels and Stainless Steel Soffit Cladding | 416 | DOM | STR-622 | Roofing Sump System above CLT Frame Panels and Stainless Steel Soffit Cladding | STR - STRUCTURE | Architectural Design | No |  |  | Yes | No |  | No | ACTIVE | Identified as not required by Karlo 15/02/2022 |  |  | Parent |  | 1.4.1.1 | Station
STR-631 |  | n/a | Precast Column Segment (CBDS - Crypt) | 315 | CBDS Crypt | STR-631 | Precast Column Segment (CBDS - Crypt) | STR - STRUCTURE | Architectural Design | No |  |  | Yes | No |  | No | ACTIVE | Identified as not required by Karlo 15/02/2022 |  |  | Child |  | 1.4.1.1 | Station
TRM |  |  | TRIMS / ARCHITRAVES | [13 empty] | N/A | Heading only |  | N/A | N/A | N/A | N/A | N/A | N/A | N/A | N/A | N/A | N/A | N/A
TRM-100 |  |  | TRIMS | [13 empty] | N/A | Heading only |  | N/A | N/A | N/A | N/A | N/A | N/A | N/A | N/A | N/A | N/A | N/A
TRM-101 |  | n/a | Metal Inlay onto Concrete Plinth Upstand (STR-510) | 556 |  | TRM-101 | Metal Inlay onto Concrete Plinth Upstand (STR-510) | TRM - TRIMS / ARCHITRAVES | Architectural Design | No |  |  | Yes | No |  | No | ACTIVE | Identified as not required by Karlo 15/02/2022 |  |  | Child |  | 1.4.1.1 | Station
TRM-130 |  | n/a | Metal Trim for Separation between Wall Systems - Same Plane Condition - Closer Fin | 556 |  | TRM-130 | Metal Trim for Separation between Wall Systems - Same Plane Condition - Closer Fin | TRM - TRIMS / ARCHITRAVES | Architectural Design | No |  |  | Yes | No |  | No | ACTIVE | Identified as not required by Karlo 15/02/2022 |  |  | Child |  | 1.4.1.1 | Station
TRM-130A |  | n/a | Metal Trim for Separation between Wall Systems - Obtuse Outer Junction - Profile | 556 |  | TRM-130A | Metal Trim for Separation between Wall Systems - Obtuse Outer Junction - Profile | TRM - TRIMS / ARCHITRAVES | Architectural Design | No |  |  | Yes | No |  | No | ACTIVE | Identified as not required by Karlo 15/02/2022 |  |  | Child |  | 1.4.1.1 | Station
TRM-130B |  | n/a | Metal Trim for Separation between Wall Systems - Perpendicular Internal Junction - Profile | 556 |  | TRM-130B | Metal Trim for Separation between Wall Systems - Perpendicular Internal Junction - Profile | TRM - TRIMS / ARCHITRAVES | Architectural Design | No |  |  | Yes | No |  | No | ACTIVE | Identified as not required by Karlo 15/02/2022 |  |  | Child |  | 1.4.1.1 | Station
TRM-130C |  | n/a | Metal Trim for Separation between Wall Systems - Perpendicular Outer Junction - Panel | 556 |  | TRM-130C | Metal Trim for Separation between Wall Systems - Perpendicular Outer Junction - Panel | TRM - TRIMS / ARCHITRAVES | Architectural Design | No |  |  | Yes | No |  | No | ACTIVE | Identified as not required by Karlo 15/02/2022 |  |  | Child |  | 1.4.1.1 | Station
TRM-130D |  | n/a | Metal Trim for Separation between Wall Systems - Perpendicular Outer Junction - Angle Profile | 556 |  | TRM-130D | Metal Trim for Separation between Wall Systems - Perpendicular Outer Junction - Angle Profile | TRM - TRIMS / ARCHITRAVES | Architectural Design | No |  |  | Yes | No |  | No | ACTIVE | Identified as not required by Karlo 15/02/2022 |  |  | Child |  | 1.4.1.1 | Station
TRM-130E |  | n/a | Metal Trim for Separation between Wall Systems - Perpendicular Outer Junction - Bird's Mouth Profile | 556 |  | TRM-130E | Metal Trim for Separation between Wall Systems - Perpendicular Outer Junction - Bird's Mouth Profile | TRM - TRIMS / ARCHITRAVES | Architectural Design | No |  |  | Yes | No |  | No | ACTIVE | Identified as not required by Karlo 15/02/2022 |  |  | Child |  | 1.4.1.1 | Station
TRM-131 |  | n/a | Metal Wall Trim | 556 |  | TRM-131 | Metal Wall Trim | TRM - TRIMS / ARCHITRAVES | Architectural Design | No |  |  | Yes | No |  | No | ACTIVE | Identified as not required by Karlo 15/02/2022 |  |  | Child |  | 1.4.1.1 | Station
AMW-511B1 |  |  | Suspended Signage - Large Directional Sign - Type 2 - For signs 1050mm wide |  |  | AMW-511B1 | Suspended Signage - Large Directional Sign - Type 2 - For signs 1050mm wide | AMW - ARCHITECTURAL METALWORK | Architectural Design | Yes |  |  | Yes | Yes |  | Yes | ACTIVE | New type added 12/10/2022 - Karlo to review - Reviewed on 6/12/2022 |  |  |  |  | 1.4.1.1 | Station
AMW-511D |  |  | Suspended Signage - PES Mounted |  |  | AMW-511D | Suspended Signage - PES Mounted | AMW - ARCHITECTURAL METALWORK | Architectural Design | Yes |  |  | Yes | Yes |  | Yes | ACTIVE | New type added 12/10/2022 - Karlo to review - Reviewed on 6/12/2022 |  |  |  |  | 1.4.1.1 | Station
AMW-1005A1 |  |  | Cockatoo (PKV wall mounted - sub-type 1) Down Light Fitting Wall Bracket |  |  | AMW-1005A1 | Cockatoo (PKV wall mounted - sub-type 1) Down Light Fitting Wall Bracket | AMW - ARCHITECTURAL METALWORK | Architectural Design | Yes |  |  | Yes | Yes |  | Yes | ACTIVE | New type added 12/10/2022 - Karlo to review - Reviewed on 6/12/2022 |  |  |  |  | 1.4.1.1 | Station
AMW-1005A2 |  |  | Cockatoo (PKV wall mounted - sub-type 2) Down Light Fitting and Up Light Projector Wall Bracket |  |  | AMW-1005A2 | Cockatoo (PKV wall mounted - sub-type 2) Down Light Fitting and Up Light Projector Wall Bracket | AMW - ARCHITECTURAL METALWORK | Architectural Design | Yes |  |  | Yes | Yes |  | Yes | ACTIVE | New type added 12/10/2022 - Karlo to review - Reviewed on 6/12/2022 |  |  |  |  | 1.4.1.1 | Station
AMW-1005A3 |  |  | Cockatoo (PKV wall mounted - sub-type 3) Down Light Fitting Wall Bracket |  |  | AMW-1005A3 | Cockatoo (PKV wall mounted - sub-type 3) Down Light Fitting Wall Bracket | AMW - ARCHITECTURAL METALWORK | Architectural Design | Yes |  |  | Yes | Yes |  | Yes | ACTIVE | New type added 12/10/2022 - Karlo to review - Reviewed on 6/12/2022 |  |  |  |  | 1.4.1.1 | Station
AMW-1005B1 |  |  | Cockatoo (PKV suspended - sub-type 1) Down Light Fitting Ceiling Bracket |  |  | AMW-1005B1 | Cockatoo (PKV suspended - sub-type 1) Down Light Fitting Ceiling Bracket | AMW - ARCHITECTURAL METALWORK | Architectural Design | Yes |  |  | Yes | Yes |  | Yes | ACTIVE | New type added 12/10/2022 - Karlo to review - Reviewed on 6/12/2022 |  |  |  |  | 1.4.1.1 | Station
AMW-1103B |  |  | Wobbegong - VERTICAL Recessed in Walls - One Terminal (PKV) |  |  | AMW-1103B | Wobbegong - VERTICAL Recessed in Walls - One Terminal (PKV) | AMW - ARCHITECTURAL METALWORK | Architectural Design | No |  |  | Yes | No |  | No | ACTIVE | New type added 12/10/2022 - Karlo to review - Reviewed on 6/12/2022 |  |  |  |  | 1.4.1.1 | Station
AMW-1106B |  |  | DAS Omni Antenna - Ceiling Mounted - Suspended Cross - 2 DAS - Arms at 180 |  |  | AMW-1106B | DAS Omni Antenna - Ceiling Mounted - Suspended Cross - 2 DAS - Arms at 180 | AMW - ARCHITECTURAL METALWORK | Architectural Design | No |  |  | Yes | No |  | No | ACTIVE | New type added 12/10/2022 - Karlo to review - Reviewed on 6/12/2022 |  |  |  |  | 1.4.1.1 | Station
AMW-1107D |  |  | DAS Omni Antenna - Mounted onto Signage Portal AMW-515 - Double DAS |  |  | AMW-1107D | DAS Omni Antenna - Mounted onto Signage Portal AMW-515 - Double DAS | AMW - ARCHITECTURAL METALWORK | Architectural Design | No |  |  | Yes | No |  | No | ACTIVE | New type added 12/10/2022 - Karlo to review - Reviewed on 6/12/2022 |  |  |  |  | 1.4.1.1 | Station
AMW-1113 |  |  | Exit Sign - PES Mounted |  |  | AMW-1113 | Exit Sign - PES Mounted | AMW - ARCHITECTURAL METALWORK | Architectural Design | Yes |  |  | Yes | Yes |  | Yes | ACTIVE | New type added 12/10/2022 - Karlo to review - Reviewed on 6/12/2022 |  |  |  |  | 1.4.1.1 | Station
AMW-1113A |  |  | Exit Sign - Ceiling Mounted - Single Sign |  |  | AMW-1113A | Exit Sign - Ceiling Mounted - Single Sign | AMW - ARCHITECTURAL METALWORK | Architectural Design | Yes |  |  | Yes | Yes |  | Yes | ACTIVE | New type added 12/10/2022 - Karlo to review - Reviewed on 6/12/2022 |  |  |  |  | 1.4.1.1 | Station
AMW-1113B |  |  | Exit Sign - Ceiling Mounted - Double Sign |  |  | AMW-1113B | Exit Sign - Ceiling Mounted - Double Sign | AMW - ARCHITECTURAL METALWORK | Architectural Design | Yes |  |  | Yes | Yes |  | Yes | ACTIVE | New type added 12/10/2022 - Karlo to review - Reviewed on 6/12/2022 |  |  |  |  | 1.4.1.1 | Station
AMW-1113C |  |  | Exit Sign - Ceiling Mounted - Single Sign Central Dropper |  |  | AMW-1113C | Exit Sign - Ceiling Mounted - Single Sign Central Dropper | AMW - ARCHITECTURAL METALWORK | Architectural Design | Yes |  |  | Yes | Yes |  | Yes | ACTIVE | New type added 12/10/2022 - Karlo to review - Reviewed on 6/12/2022 |  |  |  |  | 1.4.1.1 | Station
AMW-1113D |  |  | Exit Sign - CMS Mounted - Sign perpendicular to Fa硤e |  |  | AMW-1113D | Exit Sign - CMS Mounted - Sign perpendicular to Fa硤e | AMW - ARCHITECTURAL METALWORK | Architectural Design | Yes |  |  | Yes | Yes |  | Yes | ACTIVE | New type added 12/10/2022 - Karlo to review - Reviewed on 6/12/2022 |  |  |  |  | 1.4.1.1 | Station
AMW-1113E |  |  | Exit Sign - CMS Mounted - Sign paralell to Fa硤e |  |  | AMW-1113E | Exit Sign - CMS Mounted - Sign paralell to Fa硤e | AMW - ARCHITECTURAL METALWORK | Architectural Design | Yes |  |  | Yes | Yes |  | Yes | ACTIVE | New type added 12/10/2022 - Karlo to review - Reviewed on 6/12/2022 |  |  |  |  | 1.4.1.1 | Station
AMW-1125 |  |  | CCTV Camera - Floor Mounted - Pole |  |  | AMW-1125 | CCTV Camera - Floor Mounted - Pole | AMW - ARCHITECTURAL METALWORK | Architectural Design | No |  |  | Yes | No |  | No | ACTIVE | New type added 12/10/2022 - Karlo to review - Reviewed on 6/12/2022 |  |  |  |  | 1.4.1.1 | Station
AMW-1202A |  |  | CBD Trinoc PID Bracket |  |  | AMW-1202A | CBD Trinoc PID Bracket | AMW - ARCHITECTURAL METALWORK | Architectural Design | No |  |  | Yes | No |  | No | ACTIVE | New type added 12/10/2022 - Karlo to review - Reviewed on 6/12/2022 |  |  |  |  | 1.4.1.1 | Station
AMW-1207 |  |  | CBD Trinoc VAD Dropper from CMS |  |  | AMW-1207 | CBD Trinoc VAD Dropper from CMS | AMW - ARCHITECTURAL METALWORK | Architectural Design | No |  |  | Yes | No |  | No | ACTIVE | New type added 12/10/2022 - Karlo to review - Reviewed on 6/12/2022 |  |  |  |  | 1.4.1.1 | Station
AMW-1212 |  |  | CBDS Camera Bracket - Column mounted - Crypt - Fairy Wren |  |  | AMW-1212 | CBDS Camera Bracket - Column mounted - Crypt - Fairy Wren | AMW - ARCHITECTURAL METALWORK | Architectural Design | No |  |  | Yes | No |  | No | ACTIVE | New type added 12/10/2022 - Karlo to review - Reviewed on 6/12/2022 |  |  |  |  | 1.4.1.1 | Station
AMW-1212A |  |  | CBDS Camera Bracket - Column mounted - City Square Canopy - Fairy Wren |  |  | AMW-1212A | CBDS Camera Bracket - Column mounted - City Square Canopy - Fairy Wren | AMW - ARCHITECTURAL METALWORK | Architectural Design | No |  |  | Yes | No |  | No | ACTIVE | New type added 12/10/2022 - Karlo to review - Reviewed on 6/12/2022 |  |  |  |  | 1.4.1.1 | Station
AMW-1213 |  |  | Canister Light Bracket - Ceiling Mounted - Crypt |  |  | AMW-1213 | Canister Light Bracket - Ceiling Mounted - Crypt | AMW - ARCHITECTURAL METALWORK | Architectural Design | No |  |  | Yes | No |  | No | ACTIVE | New type added 12/10/2022 - Karlo to review - Reviewed on 6/12/2022 |  |  |  |  | 1.4.1.1 | Station
AMW-1214 |  |  | Canister Light Bracket - Mounted from Structural Branch Cone - City Square Canopy |  |  | AMW-1214 | Canister Light Bracket - Mounted from Structural Branch Cone - City Square Canopy | AMW - ARCHITECTURAL METALWORK | Architectural Design | No |  |  | Yes | No |  | No | ACTIVE | New type added 12/10/2022 - Karlo to review - Reviewed on 6/12/2022 |  |  |  |  | 1.4.1.1 | Station
EWS-515 |  |  | External Fixed Louvre |  |  | EWS-515 | External Fixed Louvre | EWS - EXTERNAL WALL SYSTEMS | Architectural Design | No |  |  | Yes | No |  | No | ACTIVE | New type added 12/10/2022 - Karlo to review - Reviewed on 6/12/2022 |  |  |  |  | 1.4.1.1 | Station
INL-221B |  |  | Dado Rail Assembly with integrated light fitting. |  |  | INL-221B | Dado Rail Assembly with integrated light fitting. | INL - INTERNAL LININGS | Architectural Design | No |  |  | Yes | No |  | No | ACTIVE | New type added 12/10/2022 - Karlo to review - Reviewed on 6/12/2022 |  |  |  |  | 1.4.1.1 | Station
STR-475 |  |  | Glulam Rafter and Diagrid Beams |  |  | STR-475 | Glulam Rafter and Diagrid Beams | STR - STRUCTURE | Architectural Design | No |  |  | Yes | No |  | No | ACTIVE | New type added 12/10/2022 - Karlo to review - Reviewed on 6/12/2022 |  |  |  |  | 1.4.1.1 | Station
STR-515 |  |  | Concrete Column Plinth Upstand |  |  | STR-515 | Concrete Column Plinth Upstand | STR - STRUCTURE | Architectural Design | No |  |  | Yes | No |  | No | ACTIVE | New type added 12/10/2022 - Karlo to review - Reviewed on 6/12/2022 |  |  |  |  | 1.4.1.1 | Station
STR-520 |  |  | Concrete Column (CBDS - Crypt) |  |  | STR-520 | Concrete Column (CBDS - Crypt) | STR - STRUCTURE | Architectural Design | No |  |  | Yes | No |  | No | ACTIVE | New type added 12/10/2022 - Karlo to review - Reviewed on 6/12/2022 |  |  |  |  | 1.4.1.1 | Station
INL-220b |  |  | Flat Aluminum Close Jointed Panel System - CBDS City Square |  |  | INL-220b | Flat Aluminum Close Jointed Panel System - CBDS City Square | INL - INTERNAL LININGS | Architectural Design | No |  |  | Yes | No |  | No | ACTIVE | New type added 22/06/2023 - Data requirement to be reviewed |  |  |  |  | 1.4.1.1 | Station
CLG-282 |  |  | Metal Soffit Panel |  |  | CLG-282 | Metal Soffit Panel | CLG - SUSPENDED CEILING SYSTEMS | Architectural Design | No |  |  | Yes | No |  | No | ACTIVE | New type added 22/06/2023 - Data requirement to be reviewed |  |  |  |  | 1.4.1.1 | Station
AMW-511B1 |  |  | Suspended Signage - Large Directional Sign - Type 2 - For signs 1050mm wide |  |  | AMW-511B1 | Suspended Signage - Large Directional Sign - Type 2 - For signs 1050mm wide | AMW - ARCHITECTURAL METALWORK | Architectural Design | No |  |  | Yes | No |  | No | ACTIVE | New type added 22/06/2023 - Data requirement to be reviewed |  |  |  |  | 1.4.1.1 | Station
AMW-511D |  |  | Suspended Signage - PES Mounted (Box Stations) |  |  | AMW-511D | Suspended Signage - PES Mounted (Box Stations) | AMW - ARCHITECTURAL METALWORK | Architectural Design | No |  |  | Yes | No |  | No | ACTIVE | New type added 22/06/2023 - Data requirement to be reviewed |  |  |  |  | 1.4.1.1 | Station
AMW-511E |  |  | ACCESSIBLE BOARDING POINT IDENTIFICATION SGN-130 - PES Mounted (CBD Stations) |  |  | AMW-511E | ACCESSIBLE BOARDING POINT IDENTIFICATION SGN-130 - PES Mounted (CBD Stations) | AMW - ARCHITECTURAL METALWORK | Architectural Design | No |  |  | Yes | No |  | No | ACTIVE | New type added 22/06/2023 - Data requirement to be reviewed |  |  |  |  | 1.4.1.1 | Station
AMW-1101B1 |  |  | Wobbegong Bracket - Suspended - Two Port - CBD Central CMS |  |  | AMW-1101B1 | Wobbegong Bracket - Suspended - Two Port - CBD Central CMS | AMW - ARCHITECTURAL METALWORK | Architectural Design | No |  |  | Yes | No |  | No | ACTIVE | New type added 22/06/2023 - Data requirement to be reviewed |  |  |  |  | 1.4.1.1 | Station
AMW-1101D1 |  |  | Wobbegong Bracket - Suspended - One Terminal- CBD Platform CMS |  |  | AMW-1101D1 | Wobbegong Bracket - Suspended - One Terminal- CBD Platform CMS | AMW - ARCHITECTURAL METALWORK | Architectural Design | No |  |  | Yes | No |  | No | ACTIVE | New type added 22/06/2023 - Data requirement to be reviewed |  |  |  |  | 1.4.1.1 | Station
AMW-1101E1 |  |  | Wobbegong Bracket - Suspended - One Terminal Offset - CBD Platform CMS |  |  | AMW-1101E1 | Wobbegong Bracket - Suspended - One Terminal Offset - CBD Platform CMS | AMW - ARCHITECTURAL METALWORK | Architectural Design | No |  |  | Yes | No |  | No | ACTIVE | New type added 22/06/2023 - Data requirement to be reviewed |  |  |  |  | 1.4.1.1 | Station
AMW-1101F1 |  |  | Wobbegong Bracket - Suspended from PSD - One Terminal Offset (HMCT) - CBD Platform |  |  | AMW-1101F1 | Wobbegong Bracket - Suspended from PSD - One Terminal Offset (HMCT) - CBD Platform | AMW - ARCHITECTURAL METALWORK | Architectural Design | No |  |  | Yes | No |  | No | ACTIVE | New type added 22/06/2023 - Data requirement to be reviewed |  |  |  |  | 1.4.1.1 | Station
AMW-1101G |  |  | Wobbegong Bracket - Suspended from PSD - One Terminal - CBD Platform similar to type D with no collar |  |  | AMW-1101G | Wobbegong Bracket - Suspended from PSD - One Terminal - CBD Platform similar to type D with no collar | AMW - ARCHITECTURAL METALWORK | Architectural Design | No |  |  | Yes | No |  | No | ACTIVE | New type added 22/06/2023 - Data requirement to be reviewed |  |  |  |  | 1.4.1.1 | Station
AMW-1101H |  |  | Wobbegong Bracket - Wall Mounted - One Terminal (CBD) |  |  | AMW-1101H | Wobbegong Bracket - Wall Mounted - One Terminal (CBD) | AMW - ARCHITECTURAL METALWORK | Architectural Design | No |  |  | Yes | No |  | No | ACTIVE | New type added 22/06/2023 - Data requirement to be reviewed |  |  |  |  | 1.4.1.1 | Station
AMW-1103_301 |  |  | Wobbegong - VERTICAL Recessed in WALLS - Two Terminals _ Interfacing with INL-301 (PKV) |  |  | AMW-1103_301 | Wobbegong - VERTICAL Recessed in WALLS - Two Terminals _ Interfacing with INL-301 (PKV) | AMW - ARCHITECTURAL METALWORK | Architectural Design | No |  |  | Yes | No |  | No | ACTIVE | New type added 22/06/2023 - Data requirement to be reviewed |  |  |  |  | 1.4.1.1 | Station
AMW-1103_301.D |  |  | Wobbegong - VERTICAL Recessed in WALLS - DAS _ Interfacing with INL-301 (PKV) |  |  | AMW-1103_301.D | Wobbegong - VERTICAL Recessed in WALLS - DAS _ Interfacing with INL-301 (PKV) | AMW - ARCHITECTURAL METALWORK | Architectural Design | No |  |  | Yes | No |  | No | ACTIVE | New type added 22/06/2023 - Data requirement to be reviewed |  |  |  |  | 1.4.1.1 | Station
AMW-1103_220 |  |  | Wobbegong - VERTICAL Recessed in WALLS - Two Terminals _ Interfacing with INL-220 (PKV) |  |  | AMW-1103_220 | Wobbegong - VERTICAL Recessed in WALLS - Two Terminals _ Interfacing with INL-220 (PKV) | AMW - ARCHITECTURAL METALWORK | Architectural Design | No |  |  | Yes | No |  | No | ACTIVE | New type added 22/06/2023 - Data requirement to be reviewed |  |  |  |  | 1.4.1.1 | Station
AMW-1103_220.D |  |  | Wobbegong - VERTICAL Recessed in WALLS - DAS _ Interfacing with INL-220 (PKV) |  |  | AMW-1103_220.D | Wobbegong - VERTICAL Recessed in WALLS - DAS _ Interfacing with INL-220 (PKV) | AMW - ARCHITECTURAL METALWORK | Architectural Design | No |  |  | Yes | No |  | No | ACTIVE | New type added 22/06/2023 - Data requirement to be reviewed |  |  |  |  | 1.4.1.1 | Station
AMW-1103_201 |  |  | Wobbegong - VERTICAL Recessed in WALLS - Two Terminals _ Interfacing with INL-201 (PKV) |  |  | AMW-1103_201 | Wobbegong - VERTICAL Recessed in WALLS - Two Terminals _ Interfacing with INL-201 (PKV) | AMW - ARCHITECTURAL METALWORK | Architectural Design | No |  |  | Yes | No |  | No | ACTIVE | New type added 22/06/2023 - Data requirement to be reviewed |  |  |  |  | 1.4.1.1 | Station
AMW-1103_201.D |  |  | Wobbegong - VERTICAL Recessed in WALLS - DAS _ Interfacing with INL-201 (PKV) |  |  | AMW-1103_201.D | Wobbegong - VERTICAL Recessed in WALLS - DAS _ Interfacing with INL-201 (PKV) | AMW - ARCHITECTURAL METALWORK | Architectural Design | No |  |  | Yes | No |  | No | ACTIVE | New type added 22/06/2023 - Data requirement to be reviewed |  |  |  |  | 1.4.1.1 | Station
AMW-1107E |  |  | DAS Directional - Mounted onto Trinoc CMS - Single Das |  |  | AMW-1107E | DAS Directional - Mounted onto Trinoc CMS - Single Das | AMW - ARCHITECTURAL METALWORK | Architectural Design | No |  |  | Yes | No |  | No | ACTIVE | New type added 22/06/2023 - Data requirement to be reviewed |  |  |  |  | 1.4.1.1 | Station
AMW-1107F |  |  | DAS Directional - Wall Mounted - Double Das - Mounted from AMW-1103_220.D |  |  | AMW-1107F | DAS Directional - Wall Mounted - Double Das - Mounted from AMW-1103_220.D | AMW - ARCHITECTURAL METALWORK | Architectural Design | No |  |  | Yes | No |  | No | ACTIVE | New type added 22/06/2023 - Data requirement to be reviewed |  |  |  |  | 1.4.1.1 | Station
AMW-1107F1 |  |  | DAS Directional - Wall Mounted - Double Das - Mounted from AMW-1103_301.D |  |  | AMW-1107F1 | DAS Directional - Wall Mounted - Double Das - Mounted from AMW-1103_301.D | AMW - ARCHITECTURAL METALWORK | Architectural Design | No |  |  | Yes | No |  | No | ACTIVE | New type added 22/06/2023 - Data requirement to be reviewed |  |  |  |  | 1.4.1.1 | Station
AMW-1113F |  |  | Exit Sign -Mounted from Secondary Steel Frame - in Shark's Teeth Ceiling CLG-106 |  |  | AMW-1113F | Exit Sign -Mounted from Secondary Steel Frame - in Shark's Teeth Ceiling CLG-106 | AMW - ARCHITECTURAL METALWORK | Architectural Design | No |  |  | Yes | No |  | No | ACTIVE | New type added 22/06/2023 - Data requirement to be reviewed |  |  |  |  | 1.4.1.1 | Station
AMW-1123 |  |  | Single Dropper Emergency Light Bracket - Soffit Mounted |  |  | AMW-1123 | Single Dropper Emergency Light Bracket - Soffit Mounted | AMW - ARCHITECTURAL METALWORK | Architectural Design | No |  |  | Yes | No |  | No | ACTIVE | New type added 22/06/2023 - Data requirement to be reviewed |  |  |  |  | 1.4.1.1 | Station
AMW-1123A |  |  | Single Dropper Emergency Light Bracket - Mounted from Secondary Steel Frame |  |  | AMW-1123A | Single Dropper Emergency Light Bracket - Mounted from Secondary Steel Frame | AMW - ARCHITECTURAL METALWORK | Architectural Design | No |  |  | Yes | No |  | No | ACTIVE | New type added 22/06/2023 - Data requirement to be reviewed |  |  |  |  | 1.4.1.1 | Station
AMW-1125A |  |  | EOL Devices Pole - Floor Mounted - Four Arms |  |  | AMW-1125A | EOL Devices Pole - Floor Mounted - Four Arms | AMW - ARCHITECTURAL METALWORK | Architectural Design | No |  |  | Yes | No |  | No | ACTIVE | New type added 22/06/2023 - Data requirement to be reviewed |  |  |  |  | 1.4.1.1 | Station
AMW-1125B |  |  | EOL Devices Pole - Balustrade Mounted - Four Arms |  |  | AMW-1125B | EOL Devices Pole - Balustrade Mounted - Four Arms | AMW - ARCHITECTURAL METALWORK | Architectural Design | No |  |  | Yes | No |  | No | ACTIVE | New type added 22/06/2023 - Data requirement to be reviewed |  |  |  |  | 1.4.1.1 | Station
AMW-1125C |  |  | EOL Devices Pole - Balustrade Mounted - Three Arms |  |  | AMW-1125C | EOL Devices Pole - Balustrade Mounted - Three Arms | AMW - ARCHITECTURAL METALWORK | Architectural Design | No |  |  | Yes | No |  | No | ACTIVE | New type added 22/06/2023 - Data requirement to be reviewed |  |  |  |  | 1.4.1.1 | Station
AMW-1202B |  |  | CBD Trinoc Signage Bracket incorporating Exit Sign |  |  | AMW-1202B | CBD Trinoc Signage Bracket incorporating Exit Sign | AMW - ARCHITECTURAL METALWORK | Architectural Design | No |  |  | Yes | No |  | No | ACTIVE | New type added 22/06/2023 - Data requirement to be reviewed |  |  |  |  | 1.4.1.1 | Station
AMW-1202C |  |  | CBD Trinoc Signage Bracket - Help Point SGN-210 |  |  | AMW-1202C | CBD Trinoc Signage Bracket - Help Point SGN-210 | AMW - ARCHITECTURAL METALWORK | Architectural Design | No |  |  | Yes | No |  | No | ACTIVE | New type added 22/06/2023 - Data requirement to be reviewed |  |  |  |  | 1.4.1.1 | Station
AMW-1202D |  |  | CBD Trinoc Signage Bracket - Primary Directional Signage SGN-110 500Hx500L |  |  | AMW-1202D | CBD Trinoc Signage Bracket - Primary Directional Signage SGN-110 500Hx500L | AMW - ARCHITECTURAL METALWORK | Architectural Design | No |  |  | Yes | No |  | No | ACTIVE | New type added 22/06/2023 - Data requirement to be reviewed |  |  |  |  | 1.4.1.1 | Station
AMW-1202E |  |  | CBD Trinoc PID Bracket - End of platform |  |  | AMW-1202E | CBD Trinoc PID Bracket - End of platform | AMW - ARCHITECTURAL METALWORK | Architectural Design | No |  |  | Yes | No |  | No | ACTIVE | New type added 22/06/2023 - Data requirement to be reviewed |  |  |  |  | 1.4.1.1 | Station
AMW-1203 |  |  | CBD Trinoc PID Bracket - Column Mounted |  |  | AMW-1203 | CBD Trinoc PID Bracket - Column Mounted | AMW - ARCHITECTURAL METALWORK | Architectural Design | No |  |  | Yes | No |  | No | ACTIVE | New type added 22/06/2023 - Data requirement to be reviewed |  |  |  |  | 1.4.1.1 | Station
AMW-1204A |  |  | CBD Trinoc End wall Bracket - INL-201 mounted - With Light Fitting |  |  | AMW-1204A | CBD Trinoc End wall Bracket - INL-201 mounted - With Light Fitting | AMW - ARCHITECTURAL METALWORK | Architectural Design | No |  |  | Yes | No |  | No | ACTIVE | New type added 22/06/2023 - Data requirement to be reviewed |  |  |  |  | 1.4.1.1 | Station
AMW-1204B |  |  | CBD Trinoc End wall Bracket - INL-201 mounted - Without Light Fitting |  |  | AMW-1204B | CBD Trinoc End wall Bracket - INL-201 mounted - Without Light Fitting | AMW - ARCHITECTURAL METALWORK | Architectural Design | No |  |  | Yes | No |  | No | ACTIVE | New type added 22/06/2023 - Data requirement to be reviewed |  |  |  |  | 1.4.1.1 | Station
AMW-1208 |  |  | Soffit mounted Stainless Steel housing for VAD |  |  | AMW-1208 | Soffit mounted Stainless Steel housing for VAD | AMW - ARCHITECTURAL METALWORK | Architectural Design | No |  |  | Yes | No |  | No | ACTIVE | New type added 22/06/2023 - Data requirement to be reviewed |  |  |  |  | 1.4.1.1 | Station
AMW-1209 |  |  | CBD Trinoc -Single Light Bracket CMS mounted |  |  | AMW-1209 | CBD Trinoc -Single Light Bracket CMS mounted | AMW - ARCHITECTURAL METALWORK | Architectural Design | No |  |  | Yes | No |  | No | ACTIVE | New type added 22/06/2023 - Data requirement to be reviewed |  |  |  |  | 1.4.1.1 | Station
AMW-1210-01 |  |  | CBD Canoe - Double Rib |  |  | AMW-1210-01 | CBD Canoe - Double Rib | AMW - ARCHITECTURAL METALWORK | Architectural Design | No |  |  | Yes | No |  | No | ACTIVE | New type added 22/06/2023 - Data requirement to be reviewed |  |  |  |  | 1.4.1.1 | Station
AMW-1210-02 |  |  | CBD Canoe - SS structural Assembly |  |  | AMW-1210-02 | CBD Canoe - SS structural Assembly | AMW - ARCHITECTURAL METALWORK | Architectural Design | No |  |  | Yes | No |  | No | ACTIVE | New type added 22/06/2023 - Data requirement to be reviewed |  |  |  |  | 1.4.1.1 | Station
AMW-1210-03 |  |  | CBD Canoe - Coated Steel Grille with intergrated patch |  |  | AMW-1210-03 | CBD Canoe - Coated Steel Grille with intergrated patch | AMW - ARCHITECTURAL METALWORK | Architectural Design | No |  |  | Yes | No |  | No | ACTIVE | New type added 22/06/2023 - Data requirement to be reviewed |  |  |  |  | 1.4.1.1 | Station
AMW-1210-04 |  |  | CBD Canoe - Painted Steel Gstructrual dropper |  |  | AMW-1210-04 | CBD Canoe - Painted Steel Gstructrual dropper | AMW - ARCHITECTURAL METALWORK | Architectural Design | No |  |  | Yes | No |  | No | ACTIVE | New type added 22/06/2023 - Data requirement to be reviewed |  |  |  |  | 1.4.1.1 | Station
AMW-1210-05 |  |  | CBD Canoe - Circular fixing/cover plate |  |  | AMW-1210-05 | CBD Canoe - Circular fixing/cover plate | AMW - ARCHITECTURAL METALWORK | Architectural Design | No |  |  | Yes | No |  | No | ACTIVE | New type added 22/06/2023 - Data requirement to be reviewed |  |  |  |  | 1.4.1.1 | Station
AMW-1210-06 |  |  | CBD Canoe - Circular patch for terminal |  |  | AMW-1210-06 | CBD Canoe - Circular patch for terminal | AMW - ARCHITECTURAL METALWORK | Architectural Design | No |  |  | Yes | No |  | No | ACTIVE | New type added 22/06/2023 - Data requirement to be reviewed |  |  |  |  | 1.4.1.1 | Station
AMW-1210-07 |  |  | CBD Canoe - Light fitting shade |  |  | AMW-1210-07 | CBD Canoe - Light fitting shade | AMW - ARCHITECTURAL METALWORK | Architectural Design | No |  |  | Yes | No |  | No | ACTIVE | New type added 22/06/2023 - Data requirement to be reviewed |  |  |  |  | 1.4.1.1 | Station
AMW-1210-08 |  |  | CBD Canoe - Camera Dropper |  |  | AMW-1210-08 | CBD Canoe - Camera Dropper | AMW - ARCHITECTURAL METALWORK | Architectural Design | No |  |  | Yes | No |  | No | ACTIVE | New type added 22/06/2023 - Data requirement to be reviewed |  |  |  |  | 1.4.1.1 | Station
AMW-1210-09 |  |  | CBD Canoe - Cap with embossed logo |  |  | AMW-1210-09 | CBD Canoe - Cap with embossed logo | AMW - ARCHITECTURAL METALWORK | Architectural Design | No |  |  | Yes | No |  | No | ACTIVE | New type added 22/06/2023 - Data requirement to be reviewed |  |  |  |  | 1.4.1.1 | Station
AMW-1211 |  |  | CBD Trinoc End wall South - Rib Support |  |  | AMW-1211 | CBD Trinoc End wall South - Rib Support | AMW - ARCHITECTURAL METALWORK | Architectural Design | No |  |  | Yes | No |  | No | ACTIVE | New type added 22/06/2023 - Data requirement to be reviewed |  |  |  |  | 1.4.1.1 | Station
AMW-1215 |  |  | CBD Trinoc CO2 and Temp Sensor Dropper from CMS |  |  | AMW-1215 | CBD Trinoc CO2 and Temp Sensor Dropper from CMS | AMW - ARCHITECTURAL METALWORK | Architectural Design | No |  |  | Yes | No |  | No | ACTIVE | New type added 22/06/2023 - Data requirement to be reviewed |  |  |  |  | 1.4.1.1 | Station

## HWW AUD Data Requirement
HWW Landscape tagging requirement
Source: 220928_HWW_AUD TRS
CODE | ELEMENT TITLE | Arden | Parkville | CBD North | CBD South | Domain | Eastern Portal | ISS | SPECIFICATION SECTION | Code (MM_Type) | Type Description | System (MM_System) | Discipline (MM_Discipline) | Scheduled Asset | Scheduled in AMR | Active in Model | Type Code In Model (LOI 1) | Asset Tag in Model (LOI 1 and 2) | Asset Tag on drawings | LOI Category | Type Code Status | Comments | Blank | Master Asset List - AUD | Parent/Child | Entity | Council/3rd Party Asset Code | Ellipse Equipment Class | SBS Number | SBS Name | Asset Maintainer | Asset Operator | Uniclass Section | Uniclass SectionDescription | Uniclass Object Code | Uniclass Object Description
EDG | LANDSCAPE EDGES AND JOINTS | X | X | X | X | X | X | [13 empty] | N/A | Heading only |  | N/A | N/A | N/A | N/A | N/A | N/A | N/A | N/A | N/A | N/A | N/A | N/A | N/A
EDG-100 SERIES | EDGES | X | X | X | X | X | X | X | [12 empty] | N/A | Heading only |  | N/A | N/A | N/A | N/A | N/A | N/A | N/A | N/A | N/A | N/A | N/A | N/A | N/A
EDG-101 | Bluestone Edge - Raised - Type 01 | [7 empty] | 779 | EDG-101 | Bluestone Edge - Raised - Type 01 | EDG - LANDSCAPE EDGES AND JOINTS | Architectural Urban Design | No |  |  | Yes | No | No |  | ACTIVE | Identified as not required by Karlo 26/10/21 |  | Yes | Parent |  |  | Not recorded | 1.4.6.3 | Landscape
EDG-102 | Bluestone Edge - Raised - Type 02 |  | X |  |  | X |  |  | 779 | EDG-102 | Bluestone Edge - Raised - Type 02 | EDG - LANDSCAPE EDGES AND JOINTS | Architectural Urban Design | No |  |  | Yes | No | No |  | ACTIVE | Identified as not required by Karlo 26/10/21 |  | Yes | Parent |  |  | Not recorded | 1.4.6.3 | Landscape
EDG-103 | Bluestone Edge - Raised - Type 03 | [7 empty] | 779 | EDG-103 | Bluestone Edge - Raised - Type 03 | EDG - LANDSCAPE EDGES AND JOINTS | Architectural Urban Design | No |  |  | Yes | No | No |  | ACTIVE | Identified as not required by Karlo 26/10/21 |  | Yes | Parent |  |  | Not recorded | 1.4.6.3 | Landscape
EDG-104 | Bluestone Edge - Raised - Type 04 |  | X | [5 empty] | 779 | EDG-104 | Bluestone Edge - Raised - Type 04 | EDG - LANDSCAPE EDGES AND JOINTS | Architectural Urban Design | No |  |  | Yes | No | No |  | ACTIVE | Identified as not required by Karlo 26/10/21 |  | Yes | Parent |  |  | Not recorded | 1.4.6.3 | Landscape
EDG-111 | Bluestone Edge - Flush - Type 01 | X |  | X |  |  |  |  | 779 | EDG-111 | Bluestone Edge - Flush - Type 01 | EDG - LANDSCAPE EDGES AND JOINTS | Architectural Urban Design | No |  |  | Yes | No | No |  | ACTIVE | Identified as not required by Karlo 26/10/21 |  | Yes | Parent |  |  | Not recorded | 1.4.6.3 | Landscape
EDG-112 | Bluestone Edge - Flush - Type 02 |  | X | [5 empty] | 779 | EDG-112 | Bluestone Edge - Flush - Type 02 | EDG - LANDSCAPE EDGES AND JOINTS | Architectural Urban Design | No |  |  | Yes | No | No |  | ACTIVE | Identified as not required by Karlo 26/10/21 |  | Yes | Parent |  |  | Not recorded | 1.4.6.3 | Landscape
EDG-113 | Bluestone Edge - Flush - Type 03 |  | X | [5 empty] | 779 | EDG-113 | Bluestone Edge - Flush - Type 03 | EDG - LANDSCAPE EDGES AND JOINTS | Architectural Urban Design | No |  |  | Yes | No | No |  | ACTIVE | Identified as not required by Karlo 26/10/21 |  | Yes | Parent |  |  | Not recorded | 1.4.6.3 | Landscape
EDG-114 | Bluestone Edge - Flush - Type 04 |  |  | X |  |  |  |  | 779 | EDG-114 | Bluestone Edge - Flush - Type 04 | EDG - LANDSCAPE EDGES AND JOINTS | Architectural Urban Design | No |  |  | Yes | No | No |  | ACTIVE | Identified as not required by Karlo 26/10/21 |  | Yes | Parent |  |  | Not recorded | 1.4.6.3 | Landscape
EDG-116 | Bluestone Edge - Flush - Type 06 |  | X |  |  | X |  |  | 779 | EDG-116 | Bluestone Edge - Flush - Type 06 | EDG - LANDSCAPE EDGES AND JOINTS | Architectural Urban Design | No |  |  | Yes | No | No |  | ACTIVE | Identified as not required by Karlo 26/10/21 |  | Yes | Parent |  |  | Not recorded | 1.4.6.3 | Landscape
EDG-117 | Bluestone Edge - Flush - Type 07 |  |  | X | X | X |  |  | 779 | EDG-117 | Bluestone Edge - Flush - Type 07 | EDG - LANDSCAPE EDGES AND JOINTS | Architectural Urban Design | No |  |  | Yes | No | No |  | ACTIVE | Identified as not required by Karlo 26/10/21 |  | Yes | Parent |  |  | Not recorded | 1.4.6.3 | Landscape
EDG-122 | Bluestone Edge - Flush - Type 12 |  | X | [5 empty] | 779 | EDG-122 | Bluestone Edge - Flush - Type 12 | EDG - LANDSCAPE EDGES AND JOINTS | Architectural Urban Design | No |  |  | Yes | No | No |  | ACTIVE | Identified as not required by Karlo 26/10/21 |  | Yes | Parent |  |  | Not recorded | 1.4.6.3 | Landscape
EDG-123 | Bluestone Edge - Flush - Type 13 | X | [6 empty] | 779 | EDG-123 | Bluestone Edge - Flush - Type 13 | EDG - LANDSCAPE EDGES AND JOINTS | Architectural Urban Design | No |  |  | Yes | No | No |  | ACTIVE | Identified as not required by Karlo 26/10/21 |  | Yes | Parent |  |  | Not recorded | 1.4.6.3 | Landscape
EDG-131 | Granite Edge - Raised - Type 01 |  |  |  |  | X |  |  | 779 | EDG-131 | Granite Edge - Raised - Type 01 | EDG - LANDSCAPE EDGES AND JOINTS | Architectural Urban Design | No |  |  | Yes | No | No |  | ACTIVE | Identified as not required by Karlo 26/10/21 |  | Yes | Parent |  |  | Not recorded | 1.4.6.3 | Landscape
EDG-132 | Granite Edge - Raised - Type 02 |  |  | X |  |  |  |  | 779 | EDG-132 | Granite Edge - Raised - Type 02 | EDG - LANDSCAPE EDGES AND JOINTS | Architectural Urban Design | No |  |  | Yes | No | No |  | ACTIVE | Identified as not required by Karlo 26/10/21 |  | Yes | Parent |  |  | Not recorded | 1.4.6.3 | Landscape
EDG-141 | Granite Edge - Flush - Type 01 |  |  |  | X |  |  |  | 779 | EDG-141 | Granite Edge - Flush - Type 01 | EDG - LANDSCAPE EDGES AND JOINTS | Architectural Urban Design | No |  |  | Yes | No | No |  | ACTIVE | Identified as not required by Karlo 26/10/21 |  | Yes | Parent |  |  | Not recorded | 1.4.6.3 | Landscape
EDG-142 | Granite Edge - Flush - Type 02 | X | X | X | X | X |  |  | 779 | EDG-142 | Granite Edge - Flush - Type 02 | EDG - LANDSCAPE EDGES AND JOINTS | Architectural Urban Design | No |  |  | Yes | No | No |  | ACTIVE | Identified as not required by Karlo 26/10/21 |  | Yes | Parent |  |  | Not recorded | 1.4.6.3 | Landscape
EDG-143 | Granite Edge - Flush - Type 03 |  |  |  | X | X |  |  | 779 | EDG-143 | Granite Edge - Flush - Type 03 | EDG - LANDSCAPE EDGES AND JOINTS | Architectural Urban Design | No |  |  | Yes | No | No |  | ACTIVE | Identified as not required by Karlo 26/10/21 |  | Yes | Parent |  |  | Not recorded | 1.4.6.3 | Landscape
EDG-144 | Granite Edge - Flush - Type 04 |  |  |  |  | X |  |  | 779 | EDG-144 | Granite Edge - Flush - Type 04 | EDG - LANDSCAPE EDGES AND JOINTS | Architectural Urban Design | No |  |  | Yes | No | No |  | ACTIVE | Identified as not required by Karlo 26/10/21 |  | Yes | Parent |  |  | Not recorded | 1.4.6.3 | Landscape
EDG-145 | Granite Edge - Flush - Type 05 | X |  |  |  | X |  |  | 779 | EDG-145 | Granite Edge - Flush - Type 05 | EDG - LANDSCAPE EDGES AND JOINTS | Architectural Urban Design | No |  |  | Yes | No | No |  | ACTIVE | Identified as not required by Karlo 26/10/21 |  | Yes | Parent |  |  | Not recorded | 1.4.6.3 | Landscape
EDG-151 | Brick Edge - Type 01 |  | X | [5 empty] | 779 | EDG-151 | Brick Edge - Type 01 | EDG - LANDSCAPE EDGES AND JOINTS | Architectural Urban Design | No |  |  | Yes | No | No |  | ACTIVE | Identified as not required by Karlo 26/10/21 |  | Yes | Parent |  |  | Not recorded | 1.4.6.3 | Landscape
EDG-161 | Metal Edge - Type 01 | X | X | X | X |  |  |  | 779 | EDG-161 | Metal Edge - Type 01 | EDG - LANDSCAPE EDGES AND JOINTS | Architectural Urban Design | No |  |  | Yes | No | No |  | ACTIVE | Identified as not required by Karlo 26/10/21 |  | Yes | Parent |  |  | Not recorded | 1.4.6.3 | Landscape
EDG-162 | Metal Edge - Type 02 | X | X | X | X |  |  |  | 779 | EDG-162 | Metal Edge - Type 02 | EDG - LANDSCAPE EDGES AND JOINTS | Architectural Urban Design | No |  |  | Yes | No | No |  | ACTIVE | Identified as not required by Karlo 26/10/21 |  | Yes | Parent |  |  | Not recorded | 1.4.6.3 | Landscape
EDG-163 | Metal Edge - Type 03 |  |  |  |  | X | X |  | 779 | EDG-163 | Metal Edge - Type 03 | EDG - LANDSCAPE EDGES AND JOINTS | Architectural Urban Design | No |  |  | Yes | No | No |  | ACTIVE | Identified as not required by Karlo 26/10/21 |  | Yes | Parent |  |  | Not recorded | 1.4.6.3 | Landscape
EDG-171 | Concrete Edge | [5 empty] | X |  | 779 | EDG-171 | Concrete Edge | EDG - LANDSCAPE EDGES AND JOINTS | Architectural Urban Design | No |  |  | Yes | No | No |  | ACTIVE | Identified as not required by Karlo 26/10/21 |  | Yes | Parent |  |  | Not recorded | 1.4.6.3 | Landscape
EDG-181 | Timber Edge - Type 01 | X |  | X |  |  |  | X | 779 | EDG-181 | Timber Edge - Type 01 | EDG - LANDSCAPE EDGES AND JOINTS | Architectural Urban Design | No |  |  | Yes | No | No |  | ACTIVE | Identified as not required by Karlo 26/10/21 |  | Yes | Parent |  |  | Not recorded | 1.4.6.3 | Landscape
EDG-191 | Corten Edge - Raised - Type 01 |  |  |  |  | X |  |  | 779 | EDG-191 | Corten Edge - Raised - Type 01 | EDG - LANDSCAPE EDGES AND JOINTS | Architectural Urban Design | No |  |  | Yes | No | No |  | ACTIVE | Identified as not required by Karlo 26/10/21 |  | Yes | Parent |  |  | Not recorded | 1.4.6.3 | Landscape
EDG-192 | Corten Edge - Raised - Type 02 |  | X | [5 empty] | 779 | EDG-192 | Corten Edge - Raised - Type 02 | EDG - LANDSCAPE EDGES AND JOINTS | Architectural Urban Design | No |  |  | Yes | No | No |  | ACTIVE | Identified as not required by Karlo 26/10/21 |  | Yes | Parent |  |  | Not recorded | 1.4.6.3 | Landscape
EDG-193 | Corten Edge - Flush - Type 01 |  | X | [5 empty] | 779 | EDG-193 | Corten Edge - Flush - Type 01 | EDG - LANDSCAPE EDGES AND JOINTS | Architectural Urban Design | No |  |  | Yes | No | No |  | ACTIVE | Identified as not required by Karlo 26/10/21 |  | Yes | Parent |  |  | Not recorded | 1.4.6.3 | Landscape
EMW | EXTERNAL METALWORK | X | X | X | X | X | X | [13 empty] | N/A | Heading only |  | N/A | N/A | N/A | N/A | N/A | N/A | N/A | N/A | N/A | N/A | N/A | N/A | N/A
EMW-100 SERIES | HANDRAILS | X | X | X | X | X | [14 empty] | N/A | Heading only |  | N/A | N/A | N/A | N/A | N/A | N/A | N/A | N/A | N/A | N/A | N/A | N/A | N/A
EMW-101 | Handrail - Single - Type 01 | X | X | X | X | X |  |  | 552 | EMW-101 | Handrail - Single - Type 01 | EMW - EXTERNAL METALWORK | Architectural Urban Design | No |  |  | Yes | No | No |  | ACTIVE | Identified as not required by Karlo 26/10/21 |  | Yes | Parent |  |  | Not recorded | 1.4.6.3 | Landscape
EMW-102 | Handrail - Single - Type 02 |  | X | [5 empty] | 552 | EMW-102 | Handrail - Single - Type 02 | EMW - EXTERNAL METALWORK | Architectural Urban Design | No |  |  | Yes | No | No |  | ACTIVE | Identified as not required by Karlo 31/03/22 |  | Yes | Parent |  |  | Not recorded | 1.4.6.3 | Landscape
EMW-103 | Handrail - Single - Type 03 |  |  | X |  |  |  |  | 552 | EMW-103 | Handrail - Single - Type 03 | EMW - EXTERNAL METALWORK | Architectural Urban Design | No |  |  | Yes | No | No |  | ACTIVE | Identified as not required by Karlo 31/03/22 |  | Yes | Parent |  |  | Not recorded | 1.4.6.3 | Landscape
EMW-105 | Handrail - Single - Type 05 | X |  |  | X |  |  |  | 552 | EMW-105 | Handrail - Single - Type 05 | EMW - EXTERNAL METALWORK | Architectural Urban Design | No |  |  | Yes | No | No |  | ACTIVE | Identified as not required by Karlo 26/10/21 |  | Yes | Parent |  |  | Not recorded | 1.4.6.3 | Landscape
EMW-111 | Handrail - Double - Type 01 | X |  |  | X |  |  |  | 552 | EMW-111 | Handrail - Double - Type 01 | EMW - EXTERNAL METALWORK | Architectural Urban Design | No |  |  | Yes | No | No |  | ACTIVE | Identified as not required by Karlo 26/10/21 |  | Yes | Parent |  |  | Not recorded | 1.4.6.3 | Landscape
EMW-112 | Handrail - Double - Type 02 |  | X |  | X |  |  |  | 552 | EMW-112 | Handrail - Double - Type 02 | EMW - EXTERNAL METALWORK | Architectural Urban Design | No |  |  | Yes | No | No |  | ACTIVE | Identified as not required by Karlo 31/03/22 |  | Yes | Parent |  |  | Not recorded | 1.4.6.3 | Landscape
EMW-121 | Kick Rail - Type 01 | X | [6 empty] | 552 | EMW-121 | Kick Rail - Type 01 | EMW - EXTERNAL METALWORK | Architectural Urban Design | No |  |  | Yes | No | No |  | ACTIVE | Identified as not required by Karlo 26/10/21 |  | Yes | Parent |  |  | Not recorded | 1.4.6.3 | Landscape
EMW-200 SERIES | BALUSTRADES AND BARRIERS |  | X | X | X | X | [14 empty] | N/A | Heading only |  | N/A | N/A | N/A | N/A | N/A | N/A | N/A | N/A | N/A | N/A | N/A | N/A | N/A
EMW-201 | Balustrade - Type 01 |  | X | X |  |  |  |  | 552 | EMW-201 | Balustrade - Type 01 | EMW - EXTERNAL METALWORK | Architectural Urban Design | No |  |  | Yes | No | No |  | ACTIVE | Identified as not required by Karlo 31/03/22 |  | Yes | Parent |  |  | Not recorded | 1.4.6.3 | Landscape
EMW-202 | Balustrade - Type 02 |  |  | x |  |  |  |  | 552 | EMW-202 | Balustrade - Type 02 | EMW - EXTERNAL METALWORK | Architectural Urban Design | No |  |  | Yes | No | No |  | ACTIVE | Identified as not required by Karlo 31/03/22 |  | Yes | Parent |  |  | Not recorded | 1.4.6.3 | Landscape
EMW-203 | Balustrade - Type 03 |  | X |  | X |  |  |  | 552 | EMW-203 | Balustrade - Type 03 | EMW - EXTERNAL METALWORK | Architectural Urban Design | No |  |  | Yes | No | No |  | ACTIVE | Identified as not required by Karlo 31/03/22 |  | Yes | Parent |  |  | Not recorded | 1.4.6.3 | Landscape
EMW-204 | Balustrade - Type 04 |  |  |  |  | X |  |  | 552 | EMW-204 | Balustrade - Type 04 | EMW - EXTERNAL METALWORK | Architectural Urban Design | No |  |  | Yes | No | No |  | ACTIVE | Identified as not required by Karlo 31/03/22 |  | Yes | Parent |  |  | Not recorded | 1.4.6.3 | Landscape
EMW-205 | Balustrade - Type 05 |  | X | [5 empty] | 552 | EMW-205 | Balustrade - Type 05 | EMW - EXTERNAL METALWORK | Architectural Urban Design | No |  |  | Yes | No | No |  | ACTIVE | Identified as not required by Karlo 31/03/22 |  | Yes | Parent |  |  | Not recorded | 1.4.6.3 | Landscape
EMW-206 | Balustrade - Type 06 |  |  |  | X |  |  |  | 552 | EMW-206 | Balustrade - Type 06 | EMW - EXTERNAL METALWORK | Architectural Urban Design | No |  |  | Yes | No | No |  | ACTIVE | Identified as not required by Karlo 31/03/22 |  | Yes | Parent |  |  | Not recorded | 1.4.6.3 | Landscape
EMW-300 SERIES | FENCES |  |  | X | X | X | X | [13 empty] | N/A | Heading only |  | N/A | N/A | N/A | N/A | N/A | N/A | N/A | N/A | N/A | N/A | N/A | N/A | N/A
EMW-301 | Fence - Steel - Security | [5 empty] | X |  | 742 | EMW-301 | Fence - Steel - Security | EMW - EXTERNAL METALWORK | Architectural Urban Design | Yes |  |  | Yes | Yes | Yes |  | ACTIVE | Identified by Karlo 31/03/2022 |  | Yes | Parent |  |  | FC | 1.4.6.3 | Landscape
EMW-311 | Fence - Steel - Pedestrian - Type 01 |  |  |  | X |  |  |  | 742 | EMW-311 | Fence - Steel - Pedestrian - Type 01 | EMW - EXTERNAL METALWORK | Architectural Urban Design | Yes |  |  | Yes | Yes | Yes |  | RETIRED | Type No longer in AUD TRS 06/10/2022 (noted KS 11/10/2022) |  | Yes | Parent |  |  | FC | 1.4.6.3 | Landscape
EMW-312 | Fence - Steel - Pedestrian - Type 02 | [6 empty] | X | 742 | EMW-312 | Fence - Steel - Pedestrian - Type 02 | EMW - EXTERNAL METALWORK | Architectural Urban Design | Yes |  |  | Yes | Yes | Yes |  | ACTIVE | Identified by Karlo 31/03/2022 |  | Yes | Parent |  |  | FC | 1.4.6.3 | Landscape
EMW-321 | Fence - Steel - Hoop |  |  | X |  | X |  |  | 472 | EMW-321 | Fence - Steel - Hoop | EMW - EXTERNAL METALWORK | Architectural Urban Design | Yes |  |  | Yes | Yes | Yes |  | ACTIVE | Identified by Karlo 31/03/2022 |  | Yes | Parent |  |  | FC | 1.4.6.3 | Landscape
EMW-400 SERIES | FENCE GATES |  |  |  |  | X | X | [13 empty] | N/A | Heading only |  | N/A | N/A | N/A | N/A | N/A | N/A | N/A | N/A | N/A | N/A | N/A | N/A | N/A
EMW-401 | Gate - Steel - Type 01 | [5 empty] | X |  | 742 | EMW-401 | Gate - Steel - Type 01 | EMW - EXTERNAL METALWORK | Architectural Urban Design | Yes |  |  | Yes | Yes | Yes |  | ACTIVE | Identified by Karlo 31/03/2022 |  | Yes | Parent |  |  | FC | 1.4.6.3 | Landscape
EMW-402 | Gate - Steel - Type 02 | [5 empty] | X |  | 742 | EMW-402 | Gate - Steel - Type 02 | EMW - EXTERNAL METALWORK | Architectural Urban Design | Yes |  |  | Yes | Yes | Yes |  | ACTIVE | Identified by Karlo 31/03/2022 |  | Yes | Parent |  |  | FC | 1.4.6.3 | Landscape
EMW-500 SERIES | GABIONS | [19 empty] | N/A | Heading only |  | N/A | N/A | N/A | N/A | N/A | N/A | N/A | N/A | N/A | N/A | N/A | N/A | N/A
EMW-501 | Gabion - Type 01 |  |  |  |  | X |  |  | 742 | EMW-501 | Gabion - Type 01 | EMW - EXTERNAL METALWORK | Architectural Urban Design | No |  |  | Yes | No | No |  | ACTIVE | Identified as not required by Karlo 31/03/22 |  | Yes | Parent |  |  |  | 1.4.6.3 | Landscape
FRN | EXTERNAL FURNITURE | X | X | X | X | X | X | [13 empty] | N/A | Heading only |  | N/A | N/A | N/A | N/A | N/A | N/A | N/A | N/A | N/A | N/A | N/A | N/A | N/A
FRN-100 SERIES | SEATING | X | X | X | X | X | X | [13 empty] | N/A | Heading only |  | N/A | N/A | N/A | N/A | N/A | N/A | N/A | N/A | N/A | N/A | N/A | N/A | N/A
FRN-101 | Bench - Steel - Type 01 |  | X | [5 empty] | 761 | FRN-101 | Bench - Steel - Type 01 | FRN - EXTERNAL FURNITURE | Architectural Urban Design | Yes |  |  | Yes | Yes | Yes |  | ACTIVE | Identified by Karlo 31/03/2022 |  | Yes | Parent |  |  |  | 1.4.6.3 | Landscape
FRN-102 | Bench - Steel - Type 02 |  |  | X |  |  |  |  | 761 | FRN-102 | Bench - Steel - Type 02 | FRN - EXTERNAL FURNITURE | Architectural Urban Design | Yes |  |  | Yes | Yes | Yes |  | ACTIVE | Identified by Karlo 31/03/2022 |  | Yes | Parent |  |  |  | 1.4.6.3 | Landscape
FRN-103 | Bench - Steel - Type 03 |  |  |  | X |  |  |  | 761 | FRN-103 | Bench - Steel - Type 03 | FRN - EXTERNAL FURNITURE | Architectural Urban Design | Yes |  |  | Yes | Yes | Yes |  | ACTIVE | Identified by Karlo 31/03/2022 |  | Yes | Parent |  |  |  | 1.4.6.3 | Landscape
FRN-104 | Bench - Steel - Type 04 |  |  | X |  |  |  |  | 761 | FRN-104 | Bench - Steel - Type 04 | FRN - EXTERNAL FURNITURE | Architectural Urban Design | Yes |  |  | Yes | Yes | Yes |  | ACTIVE | Identified by Karlo 31/03/2022 |  | Yes | Parent |  |  |  | 1.4.6.3 | Landscape
FRN-105 | Bench - Steel - Type 05 | X | X | [5 empty] | 761 | FRN-105 | Bench - Steel - Type 05 | FRN - EXTERNAL FURNITURE | Architectural Urban Design | Yes |  |  | Yes | Yes | Yes |  | ACTIVE | Identified by Karlo 26/10/21 |  | Yes | Parent |  |  |  | 1.4.6.3 | Landscape
FRN-111 | Bench - Granite - Type 01 |  |  |  |  | X |  |  | 761 | FRN-111 | Bench - Granite - Type 01 | FRN - EXTERNAL FURNITURE | Architectural Urban Design | Yes |  |  | Yes | Yes | Yes |  | ACTIVE | Identified by Karlo 31/03/2022 |  | Yes | Parent |  |  |  | 1.4.6.3 | Landscape
FRN-112 | Bench - Granite - Type 02 |  |  |  |  | X |  |  | 761 | FRN-112 | Bench - Granite - Type 02 | FRN - EXTERNAL FURNITURE | Architectural Urban Design | Yes |  |  | Yes | Yes | Yes |  | ACTIVE | Identified by Karlo 31/03/2022 |  | Yes | Parent |  |  |  | 1.4.6.3 | Landscape
FRN-113 | Bench - Granite - Type 03 |  |  |  |  | X |  |  | 761 | FRN-113 | Bench - Granite - Type 03 | FRN - EXTERNAL FURNITURE | Architectural Urban Design | Yes |  |  | Yes | Yes | Yes |  | ACTIVE | Identified by Karlo 31/03/2022 |  | Yes | Parent |  |  |  | 1.4.6.3 | Landscape
FRN-114 | Bench - Granite - Type 04 |  |  |  |  | X |  |  | 761 | FRN-114 | Bench - Granite - Type 04 | FRN - EXTERNAL FURNITURE | Architectural Urban Design | Yes |  |  | Yes | Yes | Yes |  | ACTIVE | Identified by Karlo 31/03/2022 |  | Yes | Parent |  |  |  | 1.4.6.3 | Landscape
FRN-121 | Bench - Timber - Type 01 |  | X | [5 empty] | 761 | FRN-121 | Bench - Timber - Type 01 | FRN - EXTERNAL FURNITURE | Architectural Urban Design | Yes |  |  | Yes | Yes | Yes |  | ACTIVE | Identified by Karlo 31/03/2022 |  | Yes | Parent |  |  |  | 1.4.6.3 | Landscape
FRN-122 | Bench - Timber - Type 02 |  | X | [5 empty] | 761 | FRN-122 | Bench - Timber - Type 02 | FRN - EXTERNAL FURNITURE | Architectural Urban Design | Yes |  |  | Yes | Yes | Yes |  | ACTIVE | Identified by Karlo 31/03/2022 |  | Yes | Parent |  |  |  | 1.4.6.3 | Landscape
FRN-151 | Seat - Steel - Type 01 |  |  | X | X |  |  |  | 761 | FRN-151 | Seat - Steel - Type 01 | FRN - EXTERNAL FURNITURE | Architectural Urban Design | Yes |  |  | Yes | Yes | Yes |  | ACTIVE | Identified by Karlo 31/03/2022 |  | Yes | Parent |  |  |  | 1.4.6.1 | Seating
FRN-152 | Seat - Steel - Type 02 |  |  |  | X |  |  |  | 761 | FRN-152 | Seat - Steel - Type 02 | FRN - EXTERNAL FURNITURE | Architectural Urban Design | Yes |  |  | Yes | Yes | Yes |  | ACTIVE | Identified by Karlo 31/03/2022 |  | Yes | Parent |  |  |  | 1.4.6.1 | Seating
FRN-153 | Seat - Steel - Type 03 |  |  | X |  |  |  |  | 761 | FRN-153 | Seat - Steel - Type 03 | FRN - EXTERNAL FURNITURE | Architectural Urban Design | Yes |  |  | Yes | Yes | Yes |  | ACTIVE | Identified by Karlo 31/03/2022 |  | Yes | Parent |  |  |  | 1.4.6.1 | Seating
FRN-154 | Seat - Steel - Type 04 |  |  |  | X |  |  |  | 761 | FRN-154 | Seat - Steel - Type 04 | FRN - EXTERNAL FURNITURE | Architectural Urban Design | Yes |  |  | Yes | Yes | Yes |  | ACTIVE | Identified by Karlo 31/03/2022 |  | Yes | Parent |  |  |  | 1.4.6.1 | Seating
FRN-155 | Seat - Steel - Type 05 | X | X |  | X | X |  |  | 761 | FRN-155 | Seat - Steel - Type 05 | FRN - EXTERNAL FURNITURE | Architectural Urban Design | Yes |  |  | Yes | Yes | Yes |  | ACTIVE | Identified by Karlo 26/10/21 |  | Yes | Parent |  |  |  | 1.4.6.1 | Seating
FRN-156 | Seat - Steel - Type 06 |  |  | X |  |  |  |  | 761 | FRN-156 | Seat - Steel - Type 06 | FRN - EXTERNAL FURNITURE | Architectural Urban Design | Yes |  |  | Yes | Yes | Yes |  | ACTIVE | Identified by Karlo 31/03/2022 |  | Yes | Parent |  |  |  | 1.4.6.1 | Seating
FRN-157 | Seat - Steel - Type 07 |  |  |  | X |  |  |  | 761 | FRN-157 | Seat - Steel - Type 07 | FRN - EXTERNAL FURNITURE | Architectural Urban Design | Yes |  |  | Yes | Yes | Yes |  | ACTIVE | Identified by Karlo 31/03/2022 |  | Yes | Parent |  |  |  | 1.4.6.1 | Seating
FRN-162 | Seat - Timber - Type 02 |  |  |  |  | X |  |  | 761 | FRN-162 | Seat - Timber - Type 02 | FRN - EXTERNAL FURNITURE | Architectural Urban Design | Yes |  |  | Yes | Yes | Yes |  | ACTIVE | Identified by Karlo 31/03/2022 |  | Yes | Parent |  |  |  | 1.4.6.1 | Seating
FRN-163 | Seat - Timber - Type 03 |  | X | [5 empty] | 761 | FRN-163 | Seat - Timber - Type 03 | FRN - EXTERNAL FURNITURE | Architectural Urban Design | Yes |  |  | Yes | Yes | Yes |  | ACTIVE | Identified by Karlo 31/03/2022 |  | Yes | Parent |  |  |  | 1.4.6.1 | Seating
FRN-164 | Seat - Timber - Type 04 | [5 empty] | X |  | 761 | FRN-164 | Seat - Timber - Type 04 | FRN - EXTERNAL FURNITURE | Architectural Urban Design | Yes |  |  | Yes | Yes | Yes |  | ACTIVE | Identified by Karlo 31/03/2022 |  | Yes | Parent |  |  |  | 1.4.6.1 | Seating
FRN-200 SERIES | TABLES |  |  |  |  | X | [14 empty] | N/A | Heading only |  | N/A | N/A | N/A | N/A | N/A | N/A | N/A | N/A | N/A | N/A | N/A | N/A | N/A
FRN-201 | Picnic Setting Table - Proporietary |  |  |  |  | X |  |  | 761 | FRN-201 | Picnic Setting Table - Proporietary | FRN - EXTERNAL FURNITURE | Architectural Urban Design | Yes |  |  | Yes | Yes | Yes |  | ACTIVE | Identified by Karlo 31/03/2022 |  | Yes | Parent |  |  |  | 1.4.6.3 | Landscape
FRN-300 SERIES | BOLLARDS | X | X | X | X | X | [14 empty] | N/A | Heading only |  | N/A | N/A | N/A | N/A | N/A | N/A | N/A | N/A | N/A | N/A | N/A | N/A | N/A
FRN-301 | Bollard - Steel - Fixed |  | X | X | X |  |  |  | 552 | FRN-301 | Bollard - Steel - Fixed | FRN - EXTERNAL FURNITURE | Architectural Urban Design | Yes |  |  | Yes | Yes | Yes |  | ACTIVE | Identified by Karlo 31/03/2022 |  | Yes | Parent |  |  |  | 1.4.6.3 | Landscape
FRN-311 | Bollard - Steel - Removable - Type 01 | X | X | X | X |  |  |  | 552 | FRN-311 | Bollard - Steel - Removable - Type 01 | FRN - EXTERNAL FURNITURE | Architectural Urban Design | Yes |  |  | Yes | Yes | Yes |  | ACTIVE | Identified by Karlo 26/10/21 |  | Yes | Parent |  |  |  | 1.4.6.3 | Landscape
FRN-312 | Bollard - Steel - Removable - Type 02 |  |  |  |  | X |  |  | 552 | FRN-312 | Bollard - Steel - Removable - Type 02 | FRN - EXTERNAL FURNITURE | Architectural Urban Design | Yes |  |  | Yes | Yes | Yes |  | ACTIVE | Identified by Karlo 31/03/2022 |  | Yes | Parent |  |  |  | 1.4.6.3 | Landscape
FRN-321 | Bollard - Security Rated - Fixed - Type 01 | X |  | X | X |  |  |  | 552 | FRN-321 | Bollard - Security Rated - Fixed - Type 01 | FRN - EXTERNAL FURNITURE | Architectural Urban Design | Yes |  |  | Yes | Yes | Yes |  | ACTIVE | Identified by Karlo 26/10/21 |  | Yes | Parent |  |  |  | 1.4.6.3 | Landscape
FRN-322 | Bollard - Security Rated - Fixed - Type 02 | X |  | X |  |  |  |  | 552 | FRN-322 | Bollard - Security Rated - Fixed - Type 02 | FRN - EXTERNAL FURNITURE | Architectural Urban Design | Yes |  |  | Yes | Yes | Yes |  | ACTIVE | Identified by Karlo 26/10/21 |  | Yes | Parent |  |  |  | 1.4.6.3 | Landscape
FRN-323 | Bollard - Security Rated - Fixed - Type 03 | X |  | X | X |  |  |  | 552 | FRN-323 | Bollard - Security Rated - Fixed - Type 03 | FRN - EXTERNAL FURNITURE | Architectural Urban Design | Yes |  |  | Yes | Yes | Yes |  | ACTIVE | Identified by Karlo 26/10/21 |  | Yes | Parent |  |  |  | 1.4.6.3 | Landscape
FRN-324 | Bollard - Security Rated - Fixed - Type 04 |  |  |  | X |  |  |  | 552 | FRN-324 | Bollard - Security Rated - Fixed - Type 04 | FRN - EXTERNAL FURNITURE | Architectural Urban Design | Yes |  |  | Yes | Yes | Yes |  | RETIRED | Type No longer in AUD TRS 06/10/2022 |  | N/A | N/A | N/A | N/A | N/A | N/A | N/A | N/A | N/A | N/A | N/A | N/A | N/A
FRN-325 | Bollard - Security Rated - Fixed - Type 05 |  |  | X |  |  |  |  | 552 | FRN-325 | Bollard - Security Rated - Fixed - Type 05 | FRN - EXTERNAL FURNITURE | Architectural Urban Design | Yes |  |  | Yes | Yes | Yes |  | ACTIVE | Identified by Karlo 31/03/2022 |  | Yes | Parent |  |  |  | 1.4.6.3 | Landscape
FRN-331 | Bollard - Security Rated - Removable - Type 01 |  |  | X |  |  |  |  | 552 | FRN-331 | Bollard - Security Rated - Removable - Type 01 | FRN - EXTERNAL FURNITURE | Architectural Urban Design | Yes |  |  | Yes | Yes | Yes |  | ACTIVE | Identified by Karlo 26/10/21 |  | Yes | Parent |  |  |  | 1.4.6.3 | Landscape
FRN-332 | Bollard - Security Rated - Removable - Type 02 | X | X | X |  | X |  |  | 552 | FRN-332 | Bollard - Security Rated - Removable - Type 02 | FRN - EXTERNAL FURNITURE | Architectural Urban Design | Yes |  |  | Yes | Yes | Yes |  | ACTIVE | Identified by Karlo 26/10/21 |  | Yes | Parent |  |  |  | 1.4.6.3 | Landscape
FRN-333 | Bollard - Security Rated - Removable - Type 03 | X | X | X | X | X |  |  | 552 | FRN-333 | Bollard - Security Rated - Removable - Type 03 | FRN - EXTERNAL FURNITURE | Architectural Urban Design | Yes |  |  | Yes | Yes | Yes |  | ACTIVE | Identified by Karlo 26/10/21 |  | Yes | Parent |  |  |  | 1.4.6.3 | Landscape
FRN-334 | Bollard - Security Rated - Removable - Type 04 | X | [6 empty] | 552 | FRN-334 | Bollard - Security Rated - Removable - Type 04 | FRN - EXTERNAL FURNITURE | Architectural Urban Design | Yes |  |  | Yes | Yes | Yes |  | ACTIVE | Identified by Karlo 26/10/21 |  | Yes | Parent |  |  |  | 1.4.6.3 | Landscape
FRN-335 | Bollard - Security Rated - Removable - Type 05 |  |  |  |  | X |  |  | 552 | FRN-335 | Bollard - Security Rated - Removable - Type 05 | FRN - EXTERNAL FURNITURE | Architectural Urban Design | Yes |  |  | Yes | Yes | Yes |  | RETIRED | Type No longer in AUD TRS 06/10/2022 |  | N/A | N/A | N/A | N/A | N/A | N/A | N/A | N/A | N/A | N/A | N/A | N/A | N/A
FRN-400 SERIES | TREE FURNITURE | X | X | X | X | X | X | [13 empty] | N/A | Heading only |  | N/A | N/A | N/A | N/A | N/A | N/A | N/A | N/A | N/A | N/A | N/A | N/A | N/A
FRN-401 | Tree Grate and Guard - Type 01 | X | X | X |  | X |  |  | 761 | FRN-401 | Tree Grate and Guard - Type 01 | FRN - EXTERNAL FURNITURE | Architectural Urban Design | No |  |  | Yes | No | No |  | ACTIVE | Identified as not required by Karlo 26/10/21 |  | Yes | Parent |  |  |  | 1.4.6.3 | Landscape
FRN-404 | Tree Grate and Guard - Type 04 | X | X |  | X |  |  |  | 761 | FRN-404 | Tree Grate and Guard - Type 04 | FRN - EXTERNAL FURNITURE | Architectural Urban Design | No |  |  | Yes | No | No |  | ACTIVE | Identified as not required by Karlo 26/10/21 |  | Yes | Parent |  |  |  | 1.4.6.3 | Landscape
FRN-411 | Tree Grate | X |  |  | X |  |  |  | 761 | FRN-411 | Tree Grate | FRN - EXTERNAL FURNITURE | Architectural Urban Design | No |  |  | Yes | No | No |  | ACTIVE | Identified as not required by Karlo 26/10/21 |  | Yes | Parent |  |  |  | 1.4.6.3 | Landscape
FRN-421 | Tree Surround - Type 01 | X |  | X |  |  |  |  | 774 | FRN-421 | Tree Surround - Type 01 | FRN - EXTERNAL FURNITURE | Architectural Urban Design | No |  |  | Yes | No | No |  | ACTIVE | Identified as not required by Karlo 26/10/21 |  | Yes | Parent |  |  |  | 1.4.6.3 | Landscape
FRN-422 | Tree Surround - Type 02 | X | X | X | X |  |  |  | 774 | FRN-422 | Tree Surround - Type 02 | FRN - EXTERNAL FURNITURE | Architectural Urban Design | No |  |  | Yes | No | No |  | ACTIVE | Identified as not required by Karlo 26/10/21 |  | Yes | Parent |  |  |  | 1.4.6.3 | Landscape
FRN-451 | Watering Ring | X | X | X |  | X | X |  | 761 | FRN-451 | Watering Ring | FRN - EXTERNAL FURNITURE | Architectural Urban Design | No |  |  | Yes | No | No |  | ACTIVE | Identified as not required by Karlo 26/10/21 |  | Yes | Parent |  |  |  | 1.4.6.3 | Landscape
FRN-461 | Structural Cells | X | X | X | X | X |  |  | 761 | FRN-461 | Structural Cells | FRN - EXTERNAL FURNITURE | Architectural Urban Design | No |  |  | Yes | No | No |  | ACTIVE | Identified as not required by Karlo 26/10/21 |  | Yes | Parent |  |  |  | 1.4.6.3 | Landscape
FRN-462 | Structural Soil |  | X | X |  |  |  |  | 751 | FRN-462 | Structural Soil | FRN - EXTERNAL FURNITURE | Architectural Urban Design | No |  |  | Yes | No | No |  | ACTIVE | Identified as not required by Karlo 31/03/22 |  | Yes | Parent |  |  |  | 1.4.6.3 | Landscape
FRN-500 SERIES | MISC EXTERNAL FURNITURE | X | X | X | X | X | X | [13 empty] | N/A | Heading only |  | N/A | N/A | N/A | N/A | N/A | N/A | N/A | N/A | N/A | N/A | N/A | N/A | N/A
FRN-501 | Bin - General - Type 01 | X | X | X | X | X |  |  | 761 | FRN-501 | Bin - General - Type 01 | FRN - EXTERNAL FURNITURE | Architectural Urban Design | No |  |  | Yes | No | No |  | ACTIVE | Identified as not required by Karlo 26/10/21 |  | Yes | Parent |  |  |  | 1.4.6.3 | Landscape
FRN-502 | Bin - Recycle - Type 01 | X | X | X | X | X |  |  | 761 | FRN-502 | Bin - Recycle - Type 01 | FRN - EXTERNAL FURNITURE | Architectural Urban Design | No |  |  | Yes | No | No |  | ACTIVE | Identified as not required by Karlo 26/10/21 |  | Yes | Parent |  |  |  | 1.4.6.3 | Landscape
FRN-505 | Bin - General - Type 03 | [5 empty] | X |  | 761 | FRN-505 | Bin - General - Type 03 | FRN - EXTERNAL FURNITURE | Architectural Urban Design | No |  |  | Yes | No | No |  | ACTIVE | Identified as not required by Karlo 31/03/22 |  | Yes | Parent |  |  |  | 1.4.6.3 | Landscape
FRN-521 | Bike Hoops - Type 01 | X | X | X | X | X |  |  | 761 | FRN-521 | Bike Hoops - Type 01 | FRN - EXTERNAL FURNITURE | Architectural Urban Design | Yes |  |  | Yes | Yes | Yes |  | ACTIVE | Identified as not required by Karlo 26/10/21, need to capture 11/10/2022 |  | Yes | Parent |  |  |  | 1.4.6.3 | Landscape
FRN-522 | Bike Hoops - Type 02 |  |  | X |  |  |  |  | 761 | FRN-522 | Bike Hoops - Type 02 | FRN - EXTERNAL FURNITURE | Architectural Urban Design | Yes |  |  | Yes | Yes | Yes |  | ACTIVE | Identified by Karlo 31/03/2022 |  | Yes | Parent |  |  |  | 1.4.6.3 | Landscape
FRN-541 | Drink Fountain - Type 01 |  |  | X | X | X |  |  | 761 | FRN-541 | Drink Fountain - Type 01 | FRN - EXTERNAL FURNITURE | Architectural Urban Design | Yes |  |  | Yes | Yes | Yes |  | ACTIVE | Identified by Karlo 31/03/2022 |  | Yes | Parent |  |  |  | 1.4.6.3 | Landscape
FRN-544 | Drink Fountain - Type 04 | X | X |  | X | X |  |  | 761 | FRN-544 | Drink Fountain - Type 04 | FRN - EXTERNAL FURNITURE | Architectural Urban Design | Yes |  |  | Yes | Yes | Yes |  | ACTIVE | Identified as not required by Karlo 26/10/21, need to capture 11/10/2022 |  | Yes | Parent |  |  |  | 1.4.6.3 | Landscape
FRN-551 | Skate Deterrent Element - Type 01 |  | X |  | X |  |  |  | 761 | FRN-551 | Skate Deterrent Element - Type 01 | FRN - EXTERNAL FURNITURE | Architectural Urban Design | No |  |  | Yes | No | No |  | ACTIVE | Identified as not required by Karlo 31/03/22 |  | Yes | Parent |  |  |  | 1.4.6.3 | Landscape
FRN-552 | Skate Deterrent Element - Type 02 |  | X | [5 empty] | 761 | FRN-552 | Skate Deterrent Element - Type 02 | FRN - EXTERNAL FURNITURE | Architectural Urban Design | No |  |  | Yes | No | No |  | ACTIVE | Identified as not required by Karlo 31/03/22 |  | Yes | Parent |  |  |  | 1.4.6.3 | Landscape
FRN-553 | Skate Deterrent Element - Type 03 | X |  | X |  | X |  |  | 761 | FRN-553 | Skate Deterrent Element - Type 03 | FRN - EXTERNAL FURNITURE | Architectural Urban Design | No |  |  | Yes | No | No |  | ACTIVE | Identified as not required by Karlo 26/10/21 |  | Yes | Parent |  |  |  | 1.4.6.3 | Landscape
FRN-554 | Skate Deterrent Element - Type 04 |  | X | [5 empty] | 761 | FRN-554 | Skate Deterrent Element - Type 04 | FRN - EXTERNAL FURNITURE | Architectural Urban Design | No |  |  | Yes | No | No |  | RETIRED | Type No longer in AUD TRS 06/10/2022 |  | Yes | Parent |  |  |  | 1.4.6.3 | Landscape
FRN-561 | BBQ Unit - Double |  |  |  |  | X |  |  | 761 | FRN-561 | BBQ Unit - Double | FRN - EXTERNAL FURNITURE | Architectural Urban Design | Yes |  |  | Yes | Yes | Yes |  | ACTIVE | Identified by Karlo 31/03/2022 |  | Yes | Parent |  |  |  | 1.4.6.3 | Landscape
FRN-571 | Armrest-Wall |  |  | X |  |  |  |  | 761 | FRN-571 | Armrest-Wall | FRN - EXTERNAL FURNITURE | Architectural Urban Design | No |  |  | Yes | No | No |  | ACTIVE | Identified as not required by Karlo 31/03/22 |  | Yes | Parent |  |  |  | 1.4.6.1 | Seating
FRN-600 SERIES | CABINETS AND ENCLOSURES | X | X |  |  | X | X | [13 empty] | N/A | Heading only |  | N/A | N/A | N/A | N/A | N/A | N/A | N/A | N/A | N/A | N/A | N/A | N/A | N/A
FRN-601 | Cabinet - Water Meter - Type 01 | [5 empty] | X |  | 761 | FRN-601 | Cabinet - Water Meter - Type 01 | FRN - EXTERNAL FURNITURE | Architectural Urban Design | Yes |  |  | Yes | Yes | Yes |  | ACTIVE | Identified by Karlo 31/03/2022 |  | Yes | Parent |  |  |  | 1.1.1.4.1 | Utilities Connection
FRN-602 | Cabinet - Water Meter - Type 02 | X |  |  |  | X |  |  | 761 | FRN-602 | Cabinet - Water Meter - Type 02 | FRN - EXTERNAL FURNITURE | Architectural Urban Design | Yes |  |  | Yes | Yes | Yes |  | ACTIVE | Identified by Karlo 26/10/21 |  | Yes | Parent |  |  |  | 1.1.1.4.1 | Utilities Connection
FRN-610 | Cabinet - Gas | X | [6 empty] | 761 | FRN-610 | Cabinet - Gas | FRN - EXTERNAL FURNITURE | Architectural Urban Design | Yes |  |  | Yes | Yes | Yes |  | ACTIVE | Identified by Karlo 26/10/21 |  | Yes | Parent |  |  |  | 1.1.1.4.1 | Utilities Connection
FRN-620 | Cabinet - Fire Booster | [5 empty] | X |  | 761 | FRN-620 | Cabinet - Fire Booster | FRN - EXTERNAL FURNITURE | Architectural Urban Design | Yes |  |  | Yes | Yes | Yes |  | ACTIVE | Identified by Karlo 31/03/2022 |  | Yes | Parent |  |  |  | 1.1.8.2.2 | Fire Protection
FRN-630 | Cabinet - DISPLAN - Type 01 | X | X | X |  | X |  |  | 761 | FRN-630 | Cabinet - DISPLAN - Type 01 | FRN - EXTERNAL FURNITURE | Architectural Urban Design | Yes |  |  | Yes | Yes | Yes |  | ACTIVE | Identified by Karlo 26/10/21 |  | Yes | Parent |  |  |  | 1.1.8.2.2 | Fire Protection
FRN-650 | Cabinet - Fire Hydrant |  |  |  |  | X |  |  | 761 | FRN-650 | Cabinet - Fire Hydrant | FRN - EXTERNAL FURNITURE | Architectural Urban Design | Yes |  |  | Yes | Yes | Yes |  | ACTIVE | Identified by Karlo 31/03/2022 |  | Yes | Parent |  |  |  | 1.4.6 | Public Realm
FRN-660 | Cabinet - Combined Utilities | X |  |  |  | X |  |  | 761 | FRN-660 | Cabinet - Combined Utilities | FRN - EXTERNAL FURNITURE | Architectural Urban Design | Yes |  |  | Yes | Yes | Yes |  | ACTIVE | Identified by Karlo 26/10/21 |  | Yes | Parent |  |  |  | 1.1.8.2.2 | Fire Protection
FRN-700 SERIES | SHELTERS |  |  |  |  | X | [14 empty] | N/A | Heading only |  | N/A | N/A | N/A | N/A | N/A | N/A | N/A | N/A | N/A | N/A | N/A | N/A | N/A
FRN-701 | Shelter Structure |  |  |  |  | X |  |  | 761 | FRN-701 | Shelter Structure | FRN - EXTERNAL FURNITURE | Architectural Urban Design | Yes |  |  | Yes | Yes | Yes |  | ACTIVE | Identified by Karlo 31/03/2022 |  | Yes | Parent |  |  |  | 1.1.1.4.1 | Utilities Connection
LAN | SOFT LANDSCAPING | X | X | X | X | X | X | X | [12 empty] | N/A | Heading only |  | N/A | N/A | N/A | N/A | N/A | N/A | N/A | N/A | N/A | N/A | N/A | N/A | N/A
LAN-100 SERIES | TURF AND GRASSING | X | X |  |  | X | X | [13 empty] | N/A | Heading only |  | N/A | N/A | N/A | N/A | N/A | N/A | N/A | N/A | N/A | N/A | N/A | N/A | N/A
LAN-101 | Hydroseed Grass on Grade - Grass - Type 01 | X |  |  |  |  | X |  | 758 | LAN-101 | Hydroseed Grass on Grade | LAN - SOFT LANDSCAPING | Architectural Urban Design | No |  |  | Yes | No | No |  | ACTIVE | Identified as not required by Karlo 26/10/21 |  | Yes | Parent |  |  | Not recorded | 1.4.6.3 | Landscape
LAN-102 | Hydroseed Grass on Grade - Native Revegetation - Type 02 | [6 empty] | X | 758 | LAN-102 | Hydroseed Grass on Grade - Native Revegetation - Type 02 | LAN - SOFT LANDSCAPING | Architectural Urban Design | No |  |  | Yes | No | No |  | RETIRED | Type No longer in AUD TRS 06/10/2022 |  | Yes | Parent |  |  | Not recorded | 1.4.6.3 | Landscape
LAN-111 | Hydroseed Grass on Structure | X |  |  |  |  | X |  | 758 | LAN-111 | Hydroseed Grass on Structure | LAN - SOFT LANDSCAPING | Architectural Urban Design | No |  |  | Yes | No | No |  | ACTIVE | Identified as not required by Karlo 26/10/21 |  | Yes | Parent |  |  | Not recorded | 1.4.6.3 | Landscape
LAN-121 | Turf on Grade |  | X |  |  | X |  |  | 758 | LAN-121 | Turf on Grade | LAN - SOFT LANDSCAPING | Architectural Urban Design | No |  |  | Yes | No | No |  | ACTIVE | Identified as not required by Karlo 31/03/22 |  | Yes | Parent |  |  | Not recorded | 1.4.6.3 | Landscape
LAN-131 | Turf on Structure |  | X |  |  | X |  |  | 758 | LAN-131 | Turf on Structure | LAN - SOFT LANDSCAPING | Architectural Urban Design | No |  |  | Yes | No | No |  | ACTIVE | Identified as not required by Karlo 31/03/22 |  | Yes | Parent |  |  | Not recorded | 1.4.6.3 | Landscape
LAN-200 SERIES | GARDEN BED | X | X | X |  | X | X | X | [12 empty] | N/A | Heading only |  | N/A | N/A | N/A | N/A | N/A | N/A | N/A | N/A | N/A | N/A | N/A | N/A | N/A
LAN-201 | Garden Bed on Grade - Type 01 | X | X | X |  | X | X | X | 753 | LAN-201 | Garden Bed on Grade - Type 01 | LAN - SOFT LANDSCAPING | Architectural Urban Design | No |  |  | Yes | No | No |  | ACTIVE | Identified as not required by Karlo 26/10/21 |  | Yes | Parent |  |  | Not recorded | 1.4.6.3 | Landscape
LAN-202 | Garden Bed on Grade - Type 02 | [6 empty] | X | 753 | LAN-202 | Garden Bed on Grade - Type 02 | LAN - SOFT LANDSCAPING | Architectural Urban Design | No |  |  | Yes | No | No |  | ACTIVE | Identified as not required by Karlo 31/03/22 |  | Yes | Parent |  |  | Not recorded | 1.4.6.3 | Landscape
LAN-211 | Garden Bed on Structure - Type 01 | X | X | X |  | X |  |  | 753 | LAN-211 | Garden Bed on Structure - Type 01 | LAN - SOFT LANDSCAPING | Architectural Urban Design | No |  |  | Yes | No | No |  | ACTIVE | Identified as not required by Karlo 26/10/21 |  | Yes | Parent |  |  | Not recorded | 1.4.6.3 | Landscape
LAN-212 | Garden Bed on Structure - Type 02 |  |  |  |  | X |  |  | 753 | LAN-212 | Garden Bed on Structure - Type 02 | LAN - SOFT LANDSCAPING | Architectural Urban Design | No |  |  | Yes | No | No |  | ACTIVE | Identified as not required by Karlo 31/03/22 |  | Yes | Parent |  |  | Not recorded | 1.4.6.3 | Landscape
LAN-300 SERIES | WSUD PLANTING |  |  |  |  | X | X | X | [12 empty] | N/A | Heading only |  | N/A | N/A | N/A | N/A | N/A | N/A | N/A | N/A | N/A | N/A | N/A | N/A | N/A
LAN-301 | WSUD Garden Bed on Grade - Type 01 |  |  |  |  | X | X | X | 753 | LAN-301 | WSUD Garden Bed on Grade - Type 01 | LAN - SOFT LANDSCAPING | Architectural Urban Design | No |  |  | Yes | No | No |  | ACTIVE | Identified as not required by Karlo 31/03/22 |  | Yes | Parent |  |  |  | 1.4.6.3 | Landscape
LAN-311 | WSUD Garden Bed on Structure - Type 01 |  |  |  |  | X | X |  | 753 | LAN-311 | WSUD Garden Bed on Structure - Type 01 | LAN - SOFT LANDSCAPING | Architectural Urban Design | No |  |  | Yes | No | No |  | ACTIVE | Identified as not required by Karlo 31/03/22 |  | Yes | Parent |  |  | Not recorded | 1.4.6.3 | Landscape
LAN-400 SERIES | REVEGETATION PLANTING | [6 empty] | X | [12 empty] | N/A | Heading only |  | N/A | N/A | N/A | N/A | N/A | N/A | N/A | N/A | N/A | N/A | N/A | N/A | N/A
LAN-401 | Revegetation on Grade - Type 01 | [6 empty] | X |  | LAN-401 | Revegetation on Grade - Type 01 | LAN - SOFT LANDSCAPING | Architectural Urban Design | No |  |  | Yes | No | No |  | ACTIVE | Identified as not required by Karlo 31/03/22 |  | Yes | Parent |  |  | Not recorded | 1.4.6.3 | Landscape
LAN-500 SERIES | TREES | X | X | X | X | X | X | [13 empty] | N/A | Heading only |  | N/A | N/A | N/A | N/A | N/A | N/A | N/A | N/A | N/A | N/A | N/A | N/A | N/A
LAN-501 | Proposed Tree | X | X | X | X | X | X |  | 753 | LAN-501 | Proposed Tree | LAN - SOFT LANDSCAPING | Architectural Urban Design | No |  |  | Yes | No | No |  | ACTIVE | Identified as not required by Karlo 26/10/21 |  | Yes | Parent |  |  | Not recorded | 1.4.6.3 | Landscape
MIS | MISCELLANEOUS |  | X |  | X | X | [14 empty] | N/A | Heading only |  | N/A | N/A | N/A | N/A | N/A | N/A | N/A | N/A | N/A | N/A | N/A | N/A | N/A
MIS-100 SERIES | MISCELLANEOUS ELEMENTS |  | X |  | X | X | [14 empty] | N/A | Heading only |  | N/A | N/A | N/A | N/A | N/A | N/A | N/A | N/A | N/A | N/A | N/A | N/A | N/A
MIS-100 | Reinstated Heritage Bluestone Edge |  |  |  |  | X |  |  | 761 | MIS-100 | Reinstated Heritage Bluestone Edge | MIS - MISCELLANEOUS | Architectural Urban Design | Yes |  |  | Yes | Yes | Yes |  | ACTIVE | Identified by Karlo 31/03/2022 |  | Yes | Parent |  |  | Not recorded | 1.4.6.3 | Landscape
MIS-101 | Reinstated Cockbill Fountain |  |  |  |  | X |  |  | 761 | MIS-101 | Reinstated Cockbill Fountain | MIS - MISCELLANEOUS | Architectural Urban Design | Yes |  |  | Yes | Yes | Yes |  | ACTIVE | Identified by Karlo 31/03/2022 |  | Yes | Parent |  |  | Not recorded | 1.4.6 | Public Realm
MIS-102 | Reinstated South African Soldiers Memorial (SASM) |  |  |  |  | X |  |  | 761 | MIS-102 | Reinstated South African Soldiers Memorial (SASM) | MIS - MISCELLANEOUS | Architectural Urban Design | Yes |  |  | Yes | Yes | Yes |  | ACTIVE | Identified by Karlo 31/03/2022 |  | Yes | Parent |  |  | Not recorded | 1.4.6 | Public Realm
MIS-103 | Reinstated Windsor Oak Plaque |  |  |  |  | X |  |  | 761 | MIS-103 | Reinstated Windsor Oak Plaque | MIS - MISCELLANEOUS | Architectural Urban Design | Yes |  |  | Yes | Yes | Yes |  | ACTIVE | Identified by Karlo 31/03/2022 |  | Yes | Parent |  |  | Not recorded | 1.4.6 | Public Realm
MIS-104 | Reinstated SASM Plaque |  |  |  |  | X |  |  | 761 | MIS-104 | Reinstated SASM Plaque | MIS - MISCELLANEOUS | Architectural Urban Design | Yes |  |  | Yes | Yes | Yes |  | ACTIVE | Identified by Karlo 31/03/2022 |  | Yes | Parent |  |  | Not recorded | 1.4.6 | Public Realm
MIS-105 | Reinstated Firewheel Tree Plaque |  |  |  |  | X |  |  | 761 | MIS-105 | Reinstated Firewheel Tree Plaque | MIS - MISCELLANEOUS | Architectural Urban Design | Yes |  |  | Yes | Yes | Yes |  | ACTIVE | Identified by Karlo 31/03/2022 |  | Yes | Parent |  |  | Not recorded | 1.4.6 | Public Realm
MIS-106 | Reinstated Heritage Plinth |  | X | [5 empty] | 761 | MIS-106 | Reinstated Heritage Plinth | MIS - MISCELLANEOUS | Architectural Urban Design | Yes |  |  | Yes | Yes | Yes |  | ACTIVE | Identified by Karlo 31/03/2022 |  | Yes | Parent |  |  | Not recorded | 1.4.6 | Public Realm
MIS-107 | Reinstated Heritage Bluestone Wall |  | X | [5 empty] | 761 | MIS-107 | Reinstated Heritage Bluestone Wall | MIS - MISCELLANEOUS | Architectural Urban Design | Yes |  |  | Yes | Yes | Yes |  | ACTIVE | Identified by Karlo 31/03/2022 |  | Yes | Parent |  |  | Not recorded | 1.4.6 | Public Realm
MIS-108 | Reinstated Heritage Fence |  | X | [5 empty] | 761 | MIS-108 | Reinstated Heritage Fence | MIS - MISCELLANEOUS | Architectural Urban Design | Yes |  |  | Yes | Yes | Yes |  | ACTIVE | Identified by Karlo 31/03/2022 |  | Yes | Parent |  |  | Not recorded | 1.4.6 | Public Realm
MIS-109 | Reinstated Heritage Gate 10 |  | X | [5 empty] | 761 | MIS-109 | Reinstated Heritage Gate 10 | MIS - MISCELLANEOUS | Architectural Urban Design | Yes |  |  | Yes | Yes | Yes |  | ACTIVE | Identified by Karlo 31/03/2022 |  | Yes | Parent |  |  | Not recorded | 1.4.6 | Public Realm
MIS-121 | Reinstated Mockridge Fountain |  |  |  | X |  |  |  | 761 | MIS-121 | Reinstated Mockridge Fountain | MIS - MISCELLANEOUS | Architectural Urban Design | Yes |  |  | Yes | Yes | Yes |  | RETIRED | Type No longer in AUD TRS 06/10/2022 |  | N/A | N/A |  |  | Not recorded | 1.4.6 | Public Realm
MIS-122 | Reinstated Burke and Wills Statue |  |  |  | X |  |  |  | 761 | MIS-122 | Reinstated Burke and Wills Statue | MIS - MISCELLANEOUS | Architectural Urban Design | Yes |  |  | Yes | Yes | Yes |  | ACTIVE | Identified by Karlo 31/03/2022 |  | Yes | Parent |  |  | Not recorded | 1.4.6 | Public Realm
MIS-123 | Reinstated Beyond the Ocean of Existence |  |  |  | X |  |  |  | 761 | MIS-123 | Reinstated Beyond the Ocean of Existence | MIS - MISCELLANEOUS | Architectural Urban Design | Yes |  |  | Yes | Yes | Yes |  | ACTIVE | Identified by Karlo 31/03/2022 |  | Yes | Parent |  |  | Not recorded | 1.4.6 | Public Realm
MIS-124 | Reinstated Commemorative Steps |  |  |  | X |  |  |  | 761 | MIS-124 | Reinstated Commemorative Steps | MIS - MISCELLANEOUS | Architectural Urban Design | Yes |  |  | Yes | Yes | Yes |  | ACTIVE | Identified by Karlo 31/03/2022 |  | Yes | Parent |  |  | Not recorded | 1.4.6 | Public Realm
MIS-125 | Reinstated City Square Water Feature |  |  |  | X |  |  |  | 761 | MIS-125 | Reinstated City Square Water Feature | MIS - MISCELLANEOUS | Architectural Urban Design | Yes |  |  | Yes | Yes | Yes |  | RETIRED | Type No longer in AUD TRS 06/10/2022 |  | N/A | N/A |  |  | Not recorded | 1.4.6 | Public Realm
PAV | EXTERNAL PAVING | X | X | X | X | X | X | [13 empty] | N/A | Heading only |  | N/A | N/A | N/A | N/A | N/A | N/A | N/A | N/A | N/A | N/A | N/A | N/A | N/A
PAV-100 SERIES | UNIT PAVING | X | X | X | X | X | X | [13 empty] | N/A | Heading only |  | N/A | N/A | N/A | N/A | N/A | N/A | N/A | N/A | N/A | N/A | N/A | N/A | N/A
PAV-101 | Paving - Bluestone - Type 01 | X | X | X | X |  |  |  | 774 | PAV-101 | Paving - Bluestone - Type 01 | PAV - EXTERNAL PAVING | Architectural Urban Design | No |  |  | Yes | No | No |  | ACTIVE | Identified as not required by Karlo 26/10/21 |  | Yes | Parent |  |  | Not recorded | 1.4.6.3 | Landscape
PAV-102 | Paving - Bluestone - Type 02 |  | X | X | X | X |  |  | 774 | PAV-102 | Paving - Bluestone - Type 02 | PAV - EXTERNAL PAVING | Architectural Urban Design | No |  |  | Yes | No | No |  | ACTIVE | Identified as not required by Karlo 31/03/22 |  | Yes | Parent |  |  | Not recorded | 1.4.6.3 | Landscape
PAV-103 | Paving - Bluestone - Type 03 |  |  |  |  | X |  |  | 774 | PAV-103 | Paving - Bluestone - Type 03 | PAV - EXTERNAL PAVING | Architectural Urban Design | No |  |  | Yes | No | No |  | ACTIVE | Identified as not required by Karlo 31/03/22 |  | Yes | Parent |  |  | Not recorded | 1.4.6.3 | Landscape
PAV-104 | Paving - Bluestone - Type 04 |  | X | [5 empty] | 774 | PAV-104 | Paving - Bluestone - Type 04 | PAV - EXTERNAL PAVING | Architectural Urban Design | No |  |  | Yes | No | No |  | ACTIVE | Identified as not required by Karlo 31/03/22 |  | Yes | Parent |  |  | Not recorded | 1.4.6.3 | Landscape
PAV-105 | Paving - Bluestone - Type 05 |  | X | [5 empty] | 774 | PAV-105 | Paving - Bluestone - Type 05 | PAV - EXTERNAL PAVING | Architectural Urban Design | No |  |  | Yes | No | No |  | ACTIVE | Identified as not required by Karlo 31/03/22 |  | Yes | Parent |  |  | Not recorded | 1.4.6.3 | Landscape
PAV-111 | Paving - Bluestone Pitcher - Type 01 |  |  |  |  | X |  |  | 774 | PAV-111 | Paving - Bluestone Pitcher - Type 01 | PAV - EXTERNAL PAVING | Architectural Urban Design | No |  |  | Yes | No | No |  | ACTIVE | Identified as not required by Karlo 31/03/22 |  | Yes | Parent |  |  | Not recorded | 1.4.6.3 | Landscape
PAV-112 | Paving - Bluestone Pitcher - Type 02 | [5 empty] | X |  | 774 | PAV-112 | Paving - Bluestone Pitcher - Type 02 | PAV - EXTERNAL PAVING | Architectural Urban Design | No |  |  | Yes | No | No |  | ACTIVE | Identified as not required by Karlo 31/03/22 |  | Yes | Parent |  |  | Not recorded | 1.4.6.3 | Landscape
PAV-113 | Paving - Bluestone Pitcher - Type 03 |  | X | [5 empty] | 774 | PAV-113 | Paving - Bluestone Pitcher - Type 03 | PAV - EXTERNAL PAVING | Architectural Urban Design | No |  |  | Yes | No | No |  | ACTIVE | Identified as not required by Karlo 31/03/22 |  | Yes | Parent |  |  | Not recorded | 1.4.6.3 | Landscape
PAV-121 | Paving - Granite - Type 01 |  |  |  | X |  |  |  | 774 | PAV-121 | Paving - Granite - Type 01 | PAV - EXTERNAL PAVING | Architectural Urban Design | No |  |  | Yes | No | No |  | ACTIVE | Identified as not required by Karlo 31/03/22 |  | Yes | Parent |  |  | Not recorded | 1.4.6.3 | Landscape
PAV-122 | Paving - Granite - Type 02 | X | [6 empty] | 774 | PAV-122 | Paving - Granite - Type 02 | PAV - EXTERNAL PAVING | Architectural Urban Design | No |  |  | Yes | No | No |  | ACTIVE | Identified as not required by Karlo 26/10/21 |  | Yes | Parent |  |  | Not recorded | 1.4.6.3 | Landscape
PAV-123 | Paving - Granite - Type 03 |  |  | X |  |  |  |  | 774 | PAV-123 | Paving - Granite - Type 03 | PAV - EXTERNAL PAVING | Architectural Urban Design | No |  |  | Yes | No | No |  | ACTIVE | Identified as not required by Karlo 31/03/22 |  | Yes | Parent |  |  | Not recorded | 1.4.6.3 | Landscape
PAV-124 | Paving - Granite - Type 04 |  |  | X |  |  |  |  | 774 | PAV-124 | Paving - Granite - Type 04 | PAV - EXTERNAL PAVING | Architectural Urban Design | No |  |  | Yes | No | No |  | ACTIVE | Identified as not required by Karlo 31/03/22 |  | Yes | Parent |  |  | Not recorded | 1.4.6.3 | Landscape
PAV-125 | Paving - Granite - Type 05 |  |  |  |  | X |  |  | 774 | PAV-125 | Paving - Granite - Type 05 | PAV - EXTERNAL PAVING | Architectural Urban Design | No |  |  | Yes | No | No |  | ACTIVE | Identified as not required by Karlo 31/03/22 |  | Yes | Parent |  |  | Not recorded | 1.4.6.3 | Landscape
PAV-126 | Paving - Granite - Type 06 |  |  |  |  | X |  |  | 774 | PAV-126 | Paving - Granite - Type 06 | PAV - EXTERNAL PAVING | Architectural Urban Design | No |  |  | Yes | No | No |  | ACTIVE | Identified as not required by Karlo 31/03/22 |  | Yes | Parent |  |  | Not recorded | 1.4.6.3 | Landscape
PAV-131 | Paving - Brick |  | X | [5 empty] | 774 | PAV-131 | Paving - Brick | PAV - EXTERNAL PAVING | Architectural Urban Design | No |  |  | Yes | No | No |  | ACTIVE | Identified as not required by Karlo 31/03/22 |  | Yes | Parent |  |  | Not recorded | 1.4.6.3 | Landscape
PAV-151 | Paving Inlay - Bluestone - Type 01 |  | X | [5 empty] | 774 | PAV-151 | Paving Inlay - Bluestone - Type 01 | PAV - EXTERNAL PAVING | Architectural Urban Design | No |  |  | Yes | No | No |  | ACTIVE | Identified as not required by Karlo 31/03/22 |  | Yes | Parent |  |  | Not recorded | 1.4.6.3 | Landscape
PAV-152 | Paving Inlay - Bluestone - Type 02 | X |  |  |  | X |  |  | 774 | PAV-152 | Paving Inlay - Bluestone - Type 02 | PAV - EXTERNAL PAVING | Architectural Urban Design | No |  |  | Yes | No | No |  | ACTIVE | Identified as not required by Karlo 31/03/22 |  | Yes | Parent |  |  | Not recorded | 1.4.6.3 | Landscape
PAV-153 | Paving Inlay - Bluestone - Type 03 |  | X | [5 empty] | 774 | PAV-153 | Paving Inlay - Bluestone - Type 03 | PAV - EXTERNAL PAVING | Architectural Urban Design | No |  |  | Yes | No | No |  | ACTIVE | Identified as not required by Karlo 31/03/22 |  | Yes | Parent |  |  | Not recorded | 1.4.6.3 | Landscape
PAV-200 SERIES | INSITU CONCRETE PAVEMENT | X | X |  | X | X | X | [13 empty] | N/A | Heading only |  | N/A | N/A | N/A | N/A | N/A | N/A | N/A | N/A | N/A | N/A | N/A | N/A | N/A
PAV-201 | Paving - Concrete - Insitu - Type 01 | X | [6 empty] | 774 | PAV-201 | Paving - Concrete - Insitu - Type 01 | PAV - EXTERNAL PAVING | Architectural Urban Design | No |  |  | Yes | No | No |  | ACTIVE | Identified as not required by Karlo 26/10/21 |  | Yes | Parent |  |  | Not recorded | 1.4.6.3 | Landscape
PAV-202 | Paving - Concrete - Insitu - Type 02 |  | X | [5 empty] | 774 | PAV-202 | Paving - Concrete - Insitu - Type 02 | PAV - EXTERNAL PAVING | Architectural Urban Design | No |  |  | Yes | No | No |  | ACTIVE | Identified as not required by Karlo 31/03/22 |  | Yes | Parent |  |  | Not recorded | 1.4.6.3 | Landscape
PAV-203 | Paving - Concrete - Insitu - Type 03 | [5 empty] | X |  | 774 | PAV-203 | Paving - Concrete - Insitu - Type 03 | PAV - EXTERNAL PAVING | Architectural Urban Design | No |  |  | Yes | No | No |  | ACTIVE | Identified as not required by Karlo 31/03/22 |  | Yes | Parent |  |  | Not recorded | 1.4.6.3 | Landscape
PAV-204 | Paving - Concrete - Insitu - Type 04 | X |  |  |  | X |  |  | 774 | PAV-204 | Paving - Concrete - Insitu - Type 04 | PAV - EXTERNAL PAVING | Architectural Urban Design | No |  |  | Yes | No | No |  | ACTIVE | Identified as not required by Karlo 26/10/21 |  | Yes | Parent |  |  | Not recorded | 1.4.6.3 | Landscape
PAV-211 | Paving - Concrete - Precast - Type 01 |  |  |  | X |  |  |  | 774 | PAV-211 | Paving - Concrete - Precast - Type 01 | PAV - EXTERNAL PAVING | Architectural Urban Design | No |  |  | Yes | No | No |  | ACTIVE | Identified as not required by Karlo 31/03/22 |  | Yes | Parent |  |  | Not recorded | 1.4.6.3 | Landscape
PAV-212 | Paving - Concrete - Precast - Type 02 |  |  |  | X |  |  |  | 774 | PAV-212 | Paving - Concrete - Precast - Type 02 | PAV - EXTERNAL PAVING | Architectural Urban Design | No |  |  | Yes | No | No |  | ACTIVE | Identified as not required by Karlo 31/03/22 |  | Yes | Parent |  |  | Not recorded | 1.4.6.3 | Landscape
PAV-300 SERIES | POROUS PAVEMENT |  | X |  |  | X | [14 empty] | N/A | Heading only |  | N/A | N/A | N/A | N/A | N/A | N/A | N/A | N/A | N/A | N/A | N/A | N/A | N/A
PAV-301 | Paving - Granitic Sand |  | X |  |  | X |  |  | 774 | PAV-301 | Paving - Granitic Sand | PAV - EXTERNAL PAVING | Architectural Urban Design | No |  |  | Yes | No | No |  | ACTIVE | Identified as not required by Karlo 31/03/22 |  | Yes | Parent |  |  | Not recorded | 1.4.6.3 | Landscape
PAV-302 | Paving - Permeable pebble mix |  |  |  |  | X |  |  | 774 | PAV-302 | Paving - Permeable pebble mix | PAV - EXTERNAL PAVING | Architectural Urban Design | No |  |  | Yes | No | No |  | ACTIVE | Identified as not required by Karlo 31/03/22 |  | Yes | Parent |  |  | Not recorded | 1.4.6.3 | Landscape
PAV-400 SERIES | ASPHALT PAVEMENT | X | X | X | X | X | X | [13 empty] | N/A | Heading only |  | N/A | N/A | N/A | N/A | N/A | N/A | N/A | N/A | N/A | N/A | N/A | N/A | N/A
PAV-401 | Paving - Asphalt | X | X | X | X | X | X |  | Civil | PAV-401 | Paving - Asphalt | PAV - EXTERNAL PAVING | Architectural Urban Design | No |  |  | Yes | No | No |  | ACTIVE | Identified as not required by Karlo 26/10/21 |  | Yes | Parent |  |  | Not recorded | 1.4.6.3 | Landscape
PAV-500 SERIES | MULCH PAVING |  | X |  | X |  | X | [13 empty] | N/A | Heading only |  | N/A | N/A | N/A | N/A | N/A | N/A | N/A | N/A | N/A | N/A | N/A | N/A | N/A
PAV-501 | Mulch Paving - Inorganic | [5 empty] | X |  | 774 | PAV-501 | Mulch Paving - Inorganic | PAV - EXTERNAL PAVING | Architectural Urban Design | No |  |  | Yes | No | No |  | ACTIVE | Identified as not required by Karlo 31/03/22 |  | Yes | Parent |  |  | Not recorded | 1.4.6.3 | Landscape
PAV-502 | Mulch Paving - Organic |  | X | [5 empty] | 774 | PAV-502 | Mulch Paving - Organic | PAV - EXTERNAL PAVING | Architectural Urban Design | No |  |  | Yes | No | No |  | ACTIVE | Identified as not required by Karlo 31/03/22 |  | Yes | Parent |  |  | Not recorded | 1.4.6.3 | Landscape
PAV-600 SERIES | STEEL SURFACES | [19 empty] | N/A | Heading only |  | N/A | N/A | N/A | N/A | N/A | N/A | N/A | N/A | N/A | N/A | N/A | N/A | N/A
PAV-700 SERIES | TACTILE INDICATORS | X | X | X | X | X | [14 empty] | N/A | Heading only |  | N/A | N/A | N/A | N/A | N/A | N/A | N/A | N/A | N/A | N/A | N/A | N/A | N/A
PAV-701 | TGSI - Hazard - Stone - Type 01 |  |  | X |  |  |  |  | 774 | PAV-701 | TGSI - Hazard - Stone - Type 01 | PAV - EXTERNAL PAVING | Architectural Urban Design | No |  |  | Yes | No | No |  | ACTIVE | Identified as not required by Karlo 26/10/21 |  | Yes | Parent |  |  | Not recorded | 1.4.6.3 | Landscape
PAV-702 | TGSI - Hazard - Stone - Type 02 | X | X | X | X | X |  |  | 774 | PAV-702 | TGSI - Hazard - Stone - Type 02 | PAV - EXTERNAL PAVING | Architectural Urban Design | No |  |  | Yes | No | No |  | ACTIVE | Identified as not required by Karlo 26/10/21 |  | Yes | Parent |  |  | Not recorded | 1.4.6.3 | Landscape
PAV-703 | TGSI - Hazard - Stone - Type 03 |  |  |  |  | X |  |  | 774 | PAV-703 | TGSI - Hazard - Stone - Type 03 | PAV - EXTERNAL PAVING | Architectural Urban Design | No |  |  | Yes | No | No |  | ACTIVE | Identified as not required by Karlo 31/03/22 |  | Yes | Parent |  |  | Not recorded | 1.4.6.3 | Landscape
PAV-704 | TGSI - Hazard - Stone - Type 04 | X | [6 empty] | 774 | PAV-704 | TGSI - Hazard - Stone - Type 04 | PAV - EXTERNAL PAVING | Architectural Urban Design | No |  |  | Yes | No | No |  | ACTIVE | Identified as not required by Karlo 31/03/22 |  | Yes | Parent |  |  | Not recorded | 1.4.6.3 | Landscape
PAV-711 | TGSI - Directional - Stone - Type 01 | [7 empty] | 774 | PAV-711 | TGSI - Directional - Stone - Type 01 | PAV - EXTERNAL PAVING | Architectural Urban Design | No |  |  | Yes | No | No |  | ACTIVE | Identified as not required by Karlo 26/10/21 |  | Yes | Parent |  |  | Not recorded | 1.4.6.3 | Landscape
PAV-712 | TGSI - Directional - Stone - Type 02 | X | X | X | X | X |  |  | 774 | PAV-712 | TGSI - Directional - Stone - Type 02 | PAV - EXTERNAL PAVING | Architectural Urban Design | No |  |  | Yes | No | No |  | ACTIVE | Identified as not required by Karlo 26/10/21 |  | Yes | Parent |  |  | Not recorded | 1.4.6.3 | Landscape
PAV-713 | TGSI - Directional - Stone - Type 03 |  |  |  |  | X |  |  | 774 | PAV-713 | TGSI - Directional - Stone - Type 03 | PAV - EXTERNAL PAVING | Architectural Urban Design | No |  |  | Yes | No | No |  | ACTIVE | Identified as not required by Karlo 31/03/22 |  | Yes | Parent |  |  | Not recorded | 1.4.6.3 | Landscape
PAV-714 | TGSI - Directional - Stone - Type 04 | X | [6 empty] | 774 | PAV-714 | TGSI - Directional - Stone - Type 04 | PAV - EXTERNAL PAVING | Architectural Urban Design | No |  |  | Yes | No | No |  | ACTIVE | Identified as not required by Karlo 31/03/22 |  | Yes | Parent |  |  | Not recorded | 1.4.6.3 | Landscape
PAV-721 | TGSI - Hazard - Steel |  | X | [5 empty] | 774 | PAV-721 | TGSI - Hazard - Steel | PAV - EXTERNAL PAVING | Architectural Urban Design | No |  |  | Yes | No | No |  | ACTIVE | Identified as not required by Karlo 31/03/22 |  | Yes | Parent |  |  | Not recorded | 1.4.6.3 | Landscape
PAV-800 SERIES | STONE STEPPER |  |  |  |  | X | [14 empty] | N/A | Heading only |  | N/A | N/A | N/A | N/A | N/A | N/A | N/A | N/A | N/A | N/A | N/A | N/A | N/A
PAV-801 | Natural Stone Stepper - Bluestone |  |  |  |  | X |  |  | 774 | PAV-801 | Natural Stone Stepper - Bluestone | PAV - EXTERNAL PAVING | Architectural Urban Design | No |  |  | Yes | No | No |  | ACTIVE | Identified as not required by Karlo 31/03/22 |  | Yes | Parent |  |  | Not recorded | 1.4.6.3 | Landscape
STT | EXTERNAL STAIRS AND TERRACES | X | X | X | X | X | [14 empty] | N/A | Heading only |  | N/A | N/A | N/A | N/A | N/A | N/A | N/A | N/A | N/A | N/A | N/A | N/A | N/A
STT-100 SERIES | EXTERNAL STAIRS | X | X | X | X | X | [14 empty] | N/A | Heading only |  | N/A | N/A | N/A | N/A | N/A | N/A | N/A | N/A | N/A | N/A | N/A | N/A | N/A
STT-101 | Stairs - Bluestone - Type 01 |  |  |  | X | X |  |  | 774 | STT-101 | Stairs - Bluestone - Type 01 | STT - EXTERNAL STAIRS AND TERRACES | Architectural Urban Design | No |  |  | Yes | No | No |  | ACTIVE | Identified as not required by Karlo 31/03/22 |  | Yes | Parent |  |  | Not recorded | 1.4.6.3 | Landscape
STT-102 | Stairs - Bluestone - Type 02 |  | X |  |  | X |  |  | 774 | STT-102 | Stairs - Bluestone - Type 02 | STT - EXTERNAL STAIRS AND TERRACES | Architectural Urban Design | No |  |  | Yes | No | No |  | ACTIVE | Identified as not required by Karlo 31/03/22 |  | Yes | Parent |  |  | Not recorded | 1.4.6.3 | Landscape
STT-111 | Stairs - Granite - Type 01 | X | [6 empty] | 774 | STT-111 | Stairs - Granite - Type 01 | STT - EXTERNAL STAIRS AND TERRACES | Architectural Urban Design | No |  |  | Yes | No | No |  | ACTIVE | Identified as not required by Karlo 26/10/21 |  | Yes | Parent |  |  | Not recorded | 1.4.6.3 | Landscape
STT-112 | Stairs - Granite - Type 02 |  |  | X |  | X |  |  | 774 | STT-112 | Stairs - Granite - Type 02 | STT - EXTERNAL STAIRS AND TERRACES | Architectural Urban Design | No |  |  | Yes | No | No |  | ACTIVE | Identified as not required by Karlo 31/03/22 |  | Yes | Parent |  |  | Not recorded | 1.4.6.3 | Landscape
STT-113 | Stairs - Granite - Type 03 |  |  |  |  | X |  |  | 774 | STT-113 | Stairs - Granite - Type 03 | STT - EXTERNAL STAIRS AND TERRACES | Architectural Urban Design | No |  |  | Yes | No | No |  | ACTIVE | Identified as not required by Karlo 31/03/22 |  | Yes | Parent |  |  | Not recorded | 1.4.6.3 | Landscape
STT-121 | Stairs - Concrete - Type 01 |  | X | [5 empty] | 774 | STT-121 | Stairs - Concrete - Type 01 | STT - EXTERNAL STAIRS AND TERRACES | Architectural Urban Design | No |  |  | Yes | No | No |  | ACTIVE | Identified as not required by Karlo 31/03/22 |  | Yes | Parent |  |  | Not recorded | 1.4.6.3 | Landscape
STT-200 SERIES | EXTERNAL TERRACES |  |  |  | X | X | [14 empty] | N/A | Heading only |  | N/A | N/A | N/A | N/A | N/A | N/A | N/A | N/A | N/A | N/A | N/A | N/A | N/A
STT-201 | Terrace - Bluestone - Type 01 |  |  |  | X | X |  |  | 774 | STT-201 | Terrace - Bluestone - Type 01 | STT - EXTERNAL STAIRS AND TERRACES | Architectural Urban Design | No |  |  | Yes | No | No |  | ACTIVE | Identified as not required by Karlo 31/03/22 |  | Yes | Parent |  |  | Not recorded | 1.4.6.3 | Landscape
STT-212 | Terrace - Granite - Type 02 |  |  |  |  | X |  |  | 774 | STT-212 | Terrace - Granite - Type 02 | STT - EXTERNAL STAIRS AND TERRACES | Architectural Urban Design | No |  |  | Yes | No | No |  | ACTIVE | Identified as not required by Karlo 31/03/22 |  | Yes | Parent |  |  | Not recorded | 1.4.6.3 | Landscape
WAL | EXTERNAL WALLS | X | X | X | X | X | [14 empty] | N/A | Heading only |  | N/A | N/A | N/A | N/A | N/A | N/A | N/A | N/A | N/A | N/A | N/A | N/A | N/A
WAL-100 SERIES | RETAINING WALLS | X | X | X | X | X | [14 empty] | N/A | Heading only |  | N/A | N/A | N/A | N/A | N/A | N/A | N/A | N/A | N/A | N/A | N/A | N/A | N/A
WAL-101 | Retaining Wall - Bluestone - Type 01 |  | X |  | X | X |  |  | 433 | WAL-101 | Retaining Wall - Bluestone - Type 01 | WAL - EXTERNAL WALLS | Architectural Urban Design | No |  |  | Yes | No | No |  | ACTIVE | Identified as not required by Karlo 31/03/22 |  | Yes | Parent |  |  | ?? | 1.4.6.3 | Landscape
WAL-102 | Retaining Wall - Bluestone - Type 02 |  | X | [5 empty] | 433 | WAL-102 | Retaining Wall - Bluestone - Type 02 | WAL - EXTERNAL WALLS | Architectural Urban Design | No |  |  | Yes | No | No |  | ACTIVE | Identified as not required by Karlo 31/03/22 |  | Yes | Parent |  |  | ?? | 1.4.6.3 | Landscape
WAL-103 | Retaining Wall - Bluestone - Type 03 |  |  |  | X |  |  |  | 433 | WAL-103 | Retaining Wall - Bluestone - Type 03 | WAL - EXTERNAL WALLS | Architectural Urban Design | No |  |  | Yes | No | No |  | ACTIVE | Identified as not required by Karlo 31/03/22 |  | Yes | Parent |  |  | ?? | 1.4.6.3 | Landscape
WAL-104 | Retaining Wall - Bluestone - Type 04 |  |  |  |  | X |  |  | 433 | WAL-104 | Retaining Wall - Bluestone - Type 04 | WAL - EXTERNAL WALLS | Architectural Urban Design | No |  |  | Yes | No | No |  | ACTIVE | Identified as not required by Karlo 31/03/22 |  | Yes | Parent |  |  | ?? | 1.4.6.3 | Landscape
WAL-111 | Retaining Wall - Granite - Type 01 | X | [6 empty] | 433 | WAL-111 | Retaining Wall - Granite - Type 01 | WAL - EXTERNAL WALLS | Architectural Urban Design | No |  |  | Yes | No | No |  | RETIRED | Type No longer in AUD TRS 06/10/2022 |  | N/A | N/A |  |  | ?? | 1.4.6.3 | Landscape
WAL-112 | Retaining Wall - Granite - Type 02 |  |  | X |  |  |  |  | 433 | WAL-112 | Retaining Wall - Granite - Type 02 | WAL - EXTERNAL WALLS | Architectural Urban Design | No |  |  | Yes | No | No |  | ACTIVE | Identified as not required by Karlo 31/03/22 |  | Yes | Parent |  |  | ?? | 1.4.6.3 | Landscape
WAL-113 | Retaining Wall - Granite - Type 03 |  | X | [5 empty] | 433 | WAL-113 | Retaining Wall - Granite - Type 03 | WAL - EXTERNAL WALLS | Architectural Urban Design | No |  |  | Yes | No | No |  | RETIRED | Type No longer in AUD TRS 06/10/2022 |  | N/A | N/A |  |  | ?? | 1.4.6.3 | Landscape
WAL-114 | Retaining Wall - Granite - Type 04 | X | [6 empty] | 433 | WAL-114 | Retaining Wall - Granite - Type 04 | WAL - EXTERNAL WALLS | Architectural Urban Design | No |  |  | Yes | No | No |  | RETIRED | Type No longer in AUD TRS 06/10/2022 |  | N/A | N/A |  |  | ?? | 1.4.6.3 | Landscape
WAL-116 | Retaining Wall - Granite - Type 06 |  |  |  | X |  |  |  | 433 | WAL-116 | Retaining Wall - Granite - Type 06 | WAL - EXTERNAL WALLS | Architectural Urban Design | No |  |  | Yes | No | No |  | RETIRED | Type No longer in AUD TRS 06/10/2022 |  | N/A | N/A |  |  | ?? | 1.4.6.3 | Landscape
WAL-117 | Retaining Wall - Granite - Type 07 |  |  | X |  |  |  |  | 433 | WAL-117 | Retaining Wall - Granite - Type 07 | WAL - EXTERNAL WALLS | Architectural Urban Design | No |  |  | Yes | No | No |  | ACTIVE | Identified as not required by Karlo 31/03/22 |  | Yes | Parent |  |  | ?? | 1.4.6.3 | Landscape
WAL-118 | Retaining Wall - Granite - Type 08 |  | X | [5 empty] | 433 | WAL-118 | Retaining Wall - Granite - Type 08 | WAL - EXTERNAL WALLS | Architectural Urban Design | No |  |  | Yes | No | No |  | RETIRED | Type No longer in AUD TRS 06/10/2022 |  | N/A | N/A |  |  | ?? | 1.4.6.3 | Landscape
WAL-119 | Retaining Wall - Granite - Type 09 |  |  | X |  |  |  |  | 433 | WAL-119 | Retaining Wall - Granite - Type 09 | WAL - EXTERNAL WALLS | Architectural Urban Design | No |  |  | Yes | No | No |  | ACTIVE | Identified as not required by Karlo 31/03/22 |  | Yes | Parent |  |  | ?? | 1.4.6.3 | Landscape
WAL-120 | Retaining Wall - Granite - Type 10 |  |  |  |  | X |  |  | 433 | WAL-120 | Retaining Wall - Granite - Type 10 | WAL - EXTERNAL WALLS | Architectural Urban Design | No |  |  | Yes | No | No |  | ACTIVE | Identified as not required by Karlo 31/03/22 |  | Yes | Parent |  |  | ?? | 1.4.6.3 | Landscape
WAL-200 SERIES | FREESTANDING WALLS |  |  | X | [16 empty] | N/A | Heading only |  | N/A | N/A | N/A | N/A | N/A | N/A | N/A | N/A | N/A | N/A | N/A | N/A | N/A
WAL-211 | Freestanding Wall - Granite - Type 01 |  |  | X |  |  |  |  | 433 | WAL-211 | Freestanding Wall - Granite - Type 01 | WAL - EXTERNAL WALLS | Architectural Urban Design | No |  |  | Yes | No | No |  | ACTIVE | Identified as not required by Karlo 31/03/22 |  | Yes | Parent |  |  |  | 1.4.6.3 | Landscape
WAL-300 SERIES | CUSTOMISED WALLS | X |  |  | X | [15 empty] | N/A | Heading only |  | N/A | N/A | N/A | N/A | N/A | N/A | N/A | N/A | N/A | N/A | N/A | N/A | N/A
WAL-301 | Terrace and Seating Wall - Brick | X | [6 empty] | 433 | WAL-301 | Terrace and Seating Wall - Brick | WAL - EXTERNAL WALLS | Architectural Urban Design | No |  |  | Yes | No | No |  | RETIRED | Type No longer in AUD TRS 06/10/2022 |  | N/A | N/A |  |  | Not recorded | 1.4.6.3 | Landscape
WAL-400 SERIES | MEMORIAL WALLS |  |  |  |  | X | [14 empty] | N/A | Heading only |  | N/A | N/A | N/A | N/A | N/A | N/A | N/A | N/A | N/A | N/A | N/A | N/A | N/A
WAL-401 | Memorial Wall - Concrete - Precast - SASM |  |  |  |  | X |  |  | 433 | WAL-401 | Memorial Wall - Concrete - Precast - SASM | WAL - EXTERNAL WALLS | Architectural Urban Design | No |  |  | Yes | No | No |  | ACTIVE | Identified as not required by Karlo 31/03/22 |  | Yes | Parent |  |  | Not recorded | 1.4.6.3 | Landscape
WAL-411 | Memorial Wall - Granite - SASM |  |  |  |  | X |  |  | 433 | WAL-411 | Memorial Wall - Granite - SASM | WAL - EXTERNAL WALLS | Architectural Urban Design | No |  |  | Yes | No | No |  | ACTIVE | Identified as not required by Karlo 31/03/22 |  | Yes | Parent |  |  | Not recorded | 1.4.6.3 | Landscape
EDG-146 | Granite Edge - Flush - Type 06 | [7 empty] | 433 | EDG-146 | Granite Edge - Flush - Type 06 | EDG - LANDSCAPE EDGES AND JOINTS | Architectural Urban Design | No |  |  | Yes | No | No |  | ACTIVE | New type added 06/10/2022 - Karlo to review |  | Yes | Parent |  |  | Not recorded | 1.4.6.3 | Landscape
EMW-104 | Handrail - Single - Type 04 | [7 empty] | 433 | EMW-104 | Handrail - Single - Type 04 | EMW - EXTERNAL METALWORK | Architectural Urban Design | No |  |  | Yes | No | No |  | ACTIVE | New type added 06/10/2022 - Reviewed by KS on 11/10/2022 |  | Yes | Parent |  |  | Not recorded | 1.4.6.3 | Landscape
EMW-106 | Handrail - Single - Type 06 | [7 empty] | 433 | EMW-106 | Handrail - Single - Type 06 | EMW - EXTERNAL METALWORK | Architectural Urban Design | No |  |  | Yes | No | No |  | ACTIVE | New type added 06/10/2022 - Reviewed by KS on 11/10/2022 |  | Yes | Parent |  |  | Not recorded | 1.4.6.3 | Landscape
EMW-113 | Handrail - Double - Type 03 | [7 empty] | 433 | EMW-113 | Handrail - Double - Type 03 | EMW - EXTERNAL METALWORK | Architectural Urban Design | No |  |  | Yes | No | No |  | ACTIVE | New type added 06/10/2022 - Reviewed by KS on 11/10/2022 |  | Yes | Parent |  |  | Not recorded | 1.4.6.3 | Landscape
EMW-207 | Balustrade - Type 07 | [7 empty] | 433 | EMW-207 | Balustrade - Type 07 | EMW - EXTERNAL METALWORK | Architectural Urban Design | No |  |  | Yes | No | No |  | ACTIVE | New type added 06/10/2022 - Karlo to review |  | Yes | Parent |  |  | Not recorded | 1.4.6.3 | Landscape
FRN-336 | Bollard - Security Rated - Removable - Type 06 | [7 empty] | 433 | FRN-336 | Bollard - Security Rated - Removable - Type 06 | FRN - EXTERNAL FURNITURE | Architectural Urban Design | Yes |  |  | Yes | Yes | Yes |  | ACTIVE | New type added 06/10/2022 - Karlo to review |  | Yes | Parent |  |  | Not recorded | 1.4.6.3 | Landscape
FRN-603 | Cabinet - Water Meter - Type 03 | [7 empty] | 433 | FRN-603 | Cabinet - Water Meter - Type 03 | FRN - EXTERNAL FURNITURE | Architectural Urban Design | Yes |  |  | Yes | Yes | Yes |  | ACTIVE | New type added 06/10/2022 - Karlo to review |  | Yes | Parent |  |  | Yes | 1.4.6.3 | Landscape
FRN-631 | Cabinet - DISPLAN - Type 02 | [7 empty] | 433 | FRN-631 | Cabinet - DISPLAN - Type 02 | FRN - EXTERNAL FURNITURE | Architectural Urban Design | Yes |  |  | Yes | Yes | Yes |  | ACTIVE | New type added 06/10/2022 - Karlo to review |  | Yes | Parent |  |  | Yes | 1.4.6.3 | Landscape
FRN-641 | Cabinet - Electrical - Type 01 | [7 empty] | 433 | FRN-641 | Cabinet - Electrical - Type 01 | FRN - EXTERNAL FURNITURE | Architectural Urban Design | Yes |  |  | Yes | Yes | Yes |  | ACTIVE | New type added 06/10/2022 - Karlo to review |  | Yes | Parent |  |  | Yes | 1.4.6.3 | Landscape
FRN-642 | Cabinet - Electrical - Type 02 - Recessed | [7 empty] | 433 | FRN-642 | Cabinet - Electrical - Type 02 - Recessed | FRN - EXTERNAL FURNITURE | Architectural Urban Design | Yes |  |  | Yes | Yes | Yes |  | ACTIVE | New type added 06/10/2022 - Karlo to review |  | Yes | Parent |  |  | Yes | 1.4.6.3 | Landscape
FRN-643 | Cabinet - Electrical - Type 03 - Recessed | [7 empty] | 433 | FRN-643 | Cabinet - Electrical - Type 03 - Recessed | FRN - EXTERNAL FURNITURE | Architectural Urban Design | Yes |  |  | Yes | Yes | Yes |  | ACTIVE | New type added 06/10/2022 - Karlo to review |  | Yes | Parent |  |  | Yes | 1.4.6.3 | Landscape
PAV-106 | Paving - Bluestone - Type 06 | [7 empty] | 433 | PAV-106 | Paving - Bluestone - Type 06 | PAV - EXTERNAL PAVING | Architectural Urban Design | No |  |  | Yes | No | No |  | ACTIVE | New type added 06/10/2022 - Karlo to review |  | Yes | Parent |  |  | Not recorded | 1.4.6.3 | Landscape
PAV-205 | Paving - Concrete - Insitu - Type 05 | [7 empty] | 433 | PAV-205 | Paving - Concrete - Insitu - Type 05 | PAV - EXTERNAL PAVING | Architectural Urban Design | No |  |  | Yes | No | No |  | ACTIVE | New type added 06/10/2022 - Karlo to review |  | Yes | Parent |  |  | Not recorded | 1.4.6.3 | Landscape
STT-211 | Terrace - Granite - Type 01 | [7 empty] | 433 | STT-211 | Terrace - Granite - Type 01 | STT - EXTERNAL STAIRS AND TERRACES | Architectural Urban Design | No |  |  | Yes | No | No |  | ACTIVE | New type added 06/10/2022 - Karlo to review |  | Yes | Parent |  |  | Not recorded | 1.4.6.3 | Landscape
WAL-105 | Retaining Wall - Bluestone - Type 05 | [7 empty] | 433 | WAL-105 | Retaining Wall - Bluestone - Type 05 | WAL - EXTERNAL WALLS | Architectural Urban Design | No |  |  | Yes | No | No |  | ACTIVE | New type added 06/10/2022 - Karlo to review |  | Yes | Parent |  |  | ?? | 1.4.6.3 | Landscape
WAL-131 | Retaining Wall - Steel - Type 01 | [7 empty] | 433 | WAL-131 | Retaining Wall - Steel - Type 01 | WAL - EXTERNAL WALLS | Architectural Urban Design | No |  |  | Yes | No | No |  | ACTIVE | New type added 06/10/2022 - Karlo to review |  | Yes | Parent |  |  | ?? | 1.4.6.3 | Landscape

## HWW ARC Data Requirement
|  |  |  | HWW Architectural tagging requirement | [24 empty] | No
|  |  |  | Source: 221007_HWW_ARC TRS - 00 | [24 empty] | No
Code | Item | Section | Design Scope | Code (MM_Type) | Type Description | System (MM_System) | Discipline (MM_Discipline) | Scheduled Asset | Scheduled in AMR | Active in Model | Type Code In Model (LOI 1) | Asset Tag in Model (LOI 1 and 2) | Asset Tag on drawings | LOI Category | Type Code Status | Comments | Blank | Master Asset List | Parent/Child | EACR Type | Ellipse Equipment Class | SBS Number | SBS Name | Asset Maintainer | Asset Operator | Uniclass Section | Uniclass SectionDescription | Uniclass Object Code | Uniclass Object Description
ACH | ACCESS HATCH - FLOOR / ROOF / CEILING SYSTEMS | [8 empty] | No |  |  |  |  | N/A | Heading only |  | N/A | N/A |  | N/A | N/A | N/A | N/A | N/A | N/A | N/A | N/A | N/A
ACH-100 | FLOOR ACCESS HATCH - FOH | [8 empty] | No |  |  |  |  | N/A | Heading only |  | N/A | N/A |  | N/A | N/A | N/A | N/A | N/A | N/A | N/A | N/A | N/A
ACH-101 | Single Part Floor Access Hatch with Inset Finish - Non Fire Rated | 453 | HWW | ACH-101 | Single Part Floor Access Hatch with Inset Finish - Non Fire Rated | ACH - ACCESS HATCH - FLOOR / ROOF / CEILING SYSTEMS | Architectural Design | Yes |  | No | Yes | Yes | Yes |  | ACTIVE | Identified by Karlo 26/10/21 |  | Yes | Parent | N/A | not recorded | 1.4.1.1 | Station | RTO | RTO
ACH-151 | Multi-part Floor Access Hatch with Inset Finish - Fire Rated | 453 | HWW | ACH-151 | Multi-part Floor Access Hatch with Inset Finish - Fire Rated | ACH - ACCESS HATCH - FLOOR / ROOF / CEILING SYSTEMS | Architectural Design | Yes |  | No | Yes | Yes | Yes |  | ACTIVE | Identified by Karlo 26/10/21 |  | Yes | Parent | N/A | not recorded | 1.4.1.1 | Station | RTO | RTO
ACH-152 | Multi-part Floor Access Hatch | Project Engineer's Specification | By Project Engineer | ACH-152 | Multi-part Floor Access Hatch | ACH - ACCESS HATCH - FLOOR / ROOF / CEILING SYSTEMS | Architectural Design | Yes |  | No | Yes | Yes | Yes |  | ACTIVE | Identified by Karlo 26/10/21 |  | Yes | Parent | N/A | not recorded | 1.4.1.1 | Station | RTO | RTO
ACH-200 | FLOOR ACCESS HATCH - BOH | [8 empty] | No |  |  |  |  | N/A | Heading only |  | N/A | N/A |  | N/A | N/A | N/A | N/A | N/A | N/A | N/A | N/A | N/A
ACH-201 | Single Part Floor Access Hatch with Metal Cover - Fire Rated | 453 | HWW | ACH-201 | Single Part Floor Access Hatch with Metal Cover - Fire Rated | ACH - ACCESS HATCH - FLOOR / ROOF / CEILING SYSTEMS | Architectural Design | Yes |  | No | Yes | Yes | Yes |  | ACTIVE | Identified by Karlo 26/10/21 |  | Yes | Parent | N/A | not recorded | 1.4.1.1 | Station | RTO | RTO
ACH-202 | Single Part Floor Access Hatch with Metal Cover - Non Fire Rated | 453 | HWW | ACH-202 | Single Part Floor Access Hatch with Metal Cover - Non Fire Rated | ACH - ACCESS HATCH - FLOOR / ROOF / CEILING SYSTEMS | Architectural Design | Yes |  | No | Yes | Yes | Yes |  | ACTIVE | Identified by Karlo 26/10/21 |  | Yes | Parent | N/A | not recorded | 1.4.1.1 | Station | RTO | RTO
ACH-205 | Single Part Floor Access Panel with Metal Cover - Non Fire Rated | 453 | HWW | ACH-205 | Single Part Floor Access Panel with Metal Cover - Non Fire Rated | ACH - ACCESS HATCH - FLOOR / ROOF / CEILING SYSTEMS | Architectural Design | Yes |  | No | Yes | Yes | Yes |  | ACTIVE | Identified by Karlo 31/03/2022 |  | Yes | Parent | N/A | not recorded | 1.4.1.1 | Station | RTO | RTO
ACH-220 | Two Part Floor Access Hatch with Filled Cover - Fire Rated | 453 | HWW | ACH-220 | Two Part Floor Access Hatch with Filled Cover - Fire Rated | ACH - ACCESS HATCH - FLOOR / ROOF / CEILING SYSTEMS | Architectural Design | Yes |  | No | Yes | Yes | Yes |  | ACTIVE | Identified by Karlo 26/10/21 |  | Yes | Parent | N/A | not recorded | 1.4.1.1 | Station | RTO | RTO
ACH-221 | Multi-Part Floor Access Hatch with Filled Cover - Fire Rated | 453 | HWW | ACH-221 | Multi-Part Floor Access Hatch with Filled Cover - Fire Rated | ACH - ACCESS HATCH - FLOOR / ROOF / CEILING SYSTEMS | Architectural Design | Yes |  | No | Yes | Yes | Yes |  | ACTIVE | Identified by Karlo 31/03/2022 |  | Yes | Parent | N/A | not recorded | 1.4.1.1 | Station | RTO | RTO
ACH-300 | ROOF ACCESS HATCH - BOH | [8 empty] | No |  |  |  |  | N/A | Heading only |  | N/A | N/A |  | N/A | N/A | N/A | N/A | N/A | N/A | N/A | N/A | N/A
ACH-301 | Roof Access Hatch with (As Required) Fixed Ladder | 431 | HWW | ACH-301 | Roof Access Hatch with (As Required) Fixed Ladder | ACH - ACCESS HATCH - FLOOR / ROOF / CEILING SYSTEMS | Architectural Design | Yes |  | No | Yes | Yes | Yes |  | ACTIVE | Identified by Karlo 26/10/21 |  |  | Parent | Facilities | AN | 1.4.1.1 | Station | RTO | RTO
ACH-310 | Roof Access Hatch for Personnel | 431 | HWW | ACH-310 | Roof Access Hatch for Personnel | ACH - ACCESS HATCH - FLOOR / ROOF / CEILING SYSTEMS | Architectural Design | Yes |  | No | Yes | Yes | Yes |  | ACTIVE | Identified by Karlo 26/10/21 |  |  | Parent | N/A | not recorded | 1.4.1.1 | Station | RTO | RTO
ACH-320 | Roof Access Hatch for Heavy Plant Replacement | 431 | HWW | ACH-320 | Roof Access Hatch for Heavy Plant Replacement | ACH - ACCESS HATCH - FLOOR / ROOF / CEILING SYSTEMS | Architectural Design | Yes |  | No | Yes | Yes | Yes |  | ACTIVE | Identified by Karlo 26/10/21 |  |  | Parent | N/A | not recorded | 1.4.1.1 | Station | RTO | RTO
ACH-400 | CEILING - ACCESS HATCH - BOH | [8 empty] | No |  |  |  |  | N/A | Heading only |  | N/A | N/A |  | N/A | N/A | N/A | N/A | N/A | N/A | N/A | N/A | N/A
ACH-410 | Single Part Ceiling Access Hatch - Fire Rated | 531 | HWW | ACH-410 | Single Part Ceiling Access Hatch - Fire Rated | ACH - ACCESS HATCH - FLOOR / ROOF / CEILING SYSTEMS | Architectural Design | Yes |  | No | Yes | Yes | Yes |  | ACTIVE | Identified by Karlo 26/10/21 |  | Yes | Parent |  |  | 1.4.1.1 | Station | RTO | RTO
ACH-411 | Ceiling Access Hatch - Fire Rated | 531 | HWW | ACH-411 | Ceiling Access Hatch - Fire Rated | ACH - ACCESS HATCH - FLOOR / ROOF / CEILING SYSTEMS | Architectural Design | Yes |  | No | Yes | Yes | Yes |  | ACTIVE | Identified by Karlo 26/10/21 |  | Yes | Parent |  |  | 1.4.1.1 | Station | RTO | RTO
ACH-500 | WALL - ACCESS HATCH | [8 empty] | No |  |  |  |  | N/A | Heading only |  | N/A | N/A |  | N/A | N/A | N/A | N/A | N/A | N/A | N/A | N/A | N/A
ACH-501 | OTE Wall Access Hatch | 453 | HWW | ACH-501 | OTE Wall Access Hatch | ACH - ACCESS HATCH - FLOOR / ROOF / CEILING SYSTEMS | Architectural Design | Yes |  | No | Yes | Yes | Yes |  | ACTIVE | Identified by Karlo 31/03/2022 |  | Yes | Parent |  |  | 1.4.1.1 | Station | RTO | RTO
ACH-502 | OPE Access Hatch | 453 | HWW | ACH-502 | OPE Access Hatch | ACH - ACCESS HATCH - FLOOR / ROOF / CEILING SYSTEMS | Architectural Design | Yes |  | No | Yes | Yes | Yes |  | ACTIVE | Identified by Karlo 31/03/2022 |  | Yes | Parent |  |  | 1.4.1.1 | Station | RTO | RTO
ADV | ADVERTISING | [8 empty] | No |  |  |  |  | N/A | Heading only |  | N/A | N/A |  | N/A | N/A | N/A | N/A | N/A | N/A | N/A | N/A | N/A
ADV-100 | DIGITAL PORTRAIT ADVERTISING - SINGLE SIDED | [8 empty] | No |  |  |  |  | N/A | Heading only |  | N/A | N/A |  | N/A | N/A | N/A | N/A | N/A | N/A | N/A | N/A | N/A
ADV-101 | Digital Wall Mounted Single Sided Portrait Advertising Panel | Project Engineer's Specification | By Project Engineer | ADV-101 | Digital Wall Mounted Single Sided Portrait Advertising Panel | ADV - ADVERTISING | Architectural Design | Yes |  | No | Yes | Yes | Yes |  | ACTIVE | Identified by Karlo 26/10/21 |  | Yes | Parent | Facilities | SI | 1.4.1.1 | Station | RTO | RTO
ADV-200 | DIGITAL PORTRAIT ADVERTISING - DOUBLE SIDED | [8 empty] | No |  |  |  |  | N/A | Heading only |  | N/A | N/A |  | N/A | N/A | N/A | N/A | N/A | N/A | N/A | N/A | N/A
ADV-201 | Digital Floor Mounted Double Sided Portrait Advertising Panel | Project Engineer's Specification | By Project Engineer | ADV-201 | Digital Floor Mounted Double Sided Portrait Advertising Panel | ADV - ADVERTISING | Architectural Design | Yes |  | No | Yes | Yes | Yes |  | ACTIVE | Identified by Karlo 26/10/21 |  | Yes | Parent | Facilities | SI | 1.4.1.1 | Station | RTO | RTO
ADV-300 | DIGITAL CROSS TRACK ADVERTISING | [8 empty] | No |  |  |  |  | N/A | Heading only |  | N/A | N/A |  | N/A | N/A | N/A | N/A | N/A | N/A | N/A | N/A | N/A
ADV-301 | Digital Cross Track Advertising Box Station | Project Engineer's Specification | By Project Engineer | ADV-301 | Digital Cross Track Advertising Box Station | ADV - ADVERTISING | Architectural Design | Yes |  | No | Yes | Yes | Yes |  | ACTIVE | Identified by Karlo 26/10/21 |  | Yes | Parent | Facilities | SI | 1.4.1.1 | Station | RTO | RTO
ADV-310 | Digital Cross Track Advertising Trinocular | Project Engineer's Specification | By Project Engineer | ADV-310 | Digital Cross Track Advertising Trinocular | ADV - ADVERTISING | Architectural Design | Yes |  | No | Yes | Yes | Yes |  | ACTIVE | Identified by Karlo 26/10/21 |  | Yes | Parent | Facilities | SI | 1.4.1.1 | Station | RTO | RTO
ADV-400 | DIGITAL OVERHEAD ADVERTISING ZONE | [8 empty] | No |  |  |  |  | N/A | Heading only |  | N/A | N/A |  | N/A | N/A | N/A | N/A | N/A | N/A | N/A | N/A | N/A
ADV-401 | Digital Overhead Advertising - Type 01 | Project Engineer's Specification | By Project Engineer | ADV-401 | Digital Overhead Advertising - Type 01 | ADV - ADVERTISING | Architectural Design | Yes |  | No | Yes | Yes | Yes |  | ACTIVE | Identified by Karlo 26/10/21 |  | Yes | Parent | Facilities | SI | 1.4.1.1 | Station | RTO | RTO
ADV-410 | Digital Overhead Advertising - Type 02 | Project Engineer's Specification | By Project Engineer | ADV-410 | Digital Overhead Advertising - Type 02 | ADV - ADVERTISING | Architectural Design | Yes |  | No | Yes | Yes | Yes |  | ACTIVE | Identified by Karlo 26/10/21 |  | Yes | Parent | Facilities | SI | 1.4.1.1 | Station | RTO | RTO
ADV-420 | Digital Trinocular Banner Overhead Advertising | Project Engineer's Specification | By Project Engineer | ADV-420 | Digital Trinocular Banner Overhead Advertising | ADV - ADVERTISING | Architectural Design | Yes |  | No | Yes | Yes | Yes |  | ACTIVE | Identified by Karlo 26/10/21 |  | Yes | Parent | Facilities | SI | 1.4.1.1 | Station | RTO | RTO
ADV-430 | Digital Atrium Edge Overhead Advertising | Project Engineer's Specification | By Project Engineer | ADV-430 | Digital Atrium Edge Overhead Advertising | ADV - ADVERTISING | Architectural Design | Yes |  | No | Yes | Yes | Yes |  | ACTIVE | Identified by Karlo 26/10/21 |  | Yes | Parent | Facilities | SI | 1.4.1.1 | Station | RTO | RTO
ADV-440 | Digital Escalator Adit Overhead Advertising | Project Engineer's Specification | By Project Engineer | ADV-440 | Digital Escalator Adit Overhead Advertising | ADV - ADVERTISING | Architectural Design | Yes |  | No | Yes | Yes | Yes |  | ACTIVE | Identified by Karlo 26/10/21 |  | Yes | Parent | Facilities | SI | 1.4.1.1 | Station | RTO | RTO
ADV-500 | DIGITAL WALL ADVERTISING | [8 empty] | No |  |  |  |  | N/A | Heading only |  | N/A | N/A |  | N/A | N/A | N/A | N/A | N/A | N/A | N/A | N/A | N/A
ADV-501 | Digital Wall Advertising | Project Engineer's Specification | By Project Engineer | ADV-501 | Digital Wall Advertising | ADV - ADVERTISING | Architectural Design | Yes |  | No | Yes | Yes | Yes |  | ACTIVE | Identified by Karlo 26/10/21 |  | Yes | Parent | Facilities | SI | 1.4.1.1 | Station | RTO | RTO
ADV-600 | DIGITAL ESCALATOR SIDES ADVERTISING | [8 empty] | No |  |  |  |  | N/A | Heading only |  | N/A | N/A |  | N/A | N/A | N/A | N/A | N/A | N/A | N/A | N/A | N/A
ADV-601 | Digital Escalator Perimeter Advertising | Project Engineer's Specification | By Project Engineer | ADV-601 | Digital Escalator Perimeter Advertising | ADV - ADVERTISING | Architectural Design | Yes |  | No | Yes | Yes | Yes |  | ACTIVE | Identified by Karlo 26/10/21 |  | Yes | Parent | Facilities | SI | 1.4.1.1 | Station | RTO | RTO
ADV-602 | Digital Escalator Perimeter Advertising | Project Engineer's Specification | By Project Engineer | ADV-602 | Digital Escalator Perimeter Advertising | ADV - ADVERTISING | Architectural Design | Yes |  | No | Yes | Yes | Yes |  | ACTIVE | Identified by Karlo 26/10/21 |  | Yes | Parent | Facilities | SI | 1.4.1.1 | Station | RTO | RTO
AMW | ARCHITECTURAL METALWORK | [8 empty] | No |  |  |  |  | N/A | Heading only |  | N/A | N/A |  | N/A | N/A | N/A | N/A | N/A | N/A | N/A | N/A | N/A
AMW-100 | FEATURE LIGHT HOUSING / BRACKETRY | [8 empty] | No |  |  |  |  | N/A | Heading only |  | N/A | N/A |  | N/A | N/A | N/A | N/A | N/A | N/A | N/A | N/A | N/A
AMW-101 | Disk Light - Type 01 | 572 | HWW | AMW-101 | Disk Light - Type 01 | AMW - ARCHITECTURAL METALWORK | Architectural Design | Yes |  | No | Yes | Yes | Yes |  | NOT IN SCOPE | Identified by Karlo 26/10/21 |  |  | Parent |  |  | 1.1.6 | Lighting | Unallocated | RTO
AMW-102 | Disk Light - Type 02 | 572 | HWW | AMW-102 | Disk Light - Type 02 | AMW - ARCHITECTURAL METALWORK | Architectural Design | Yes |  | No | Yes | Yes | Yes |  | NOT IN SCOPE | Identified by Karlo 26/10/21 |  |  | Parent |  |  | 1.1.6 | Lighting | Unallocated | RTO
Code Item Section Design Scope | [9 empty] | No |  |  |  |  | N/A | Heading only |  | N/A | N/A |  | N/A | N/A | N/A | N/A | N/A | N/A | N/A | N/A | N/A
AMW-104 | Disk Light - Type 04 | 572 | HWW | AMW-104 | Disk Light - Type 04 | AMW - ARCHITECTURAL METALWORK | Architectural Design | Yes |  | No | Yes | Yes | Yes |  | NOT IN SCOPE | Identified by Karlo 26/10/21 |  |  | Parent |  |  | 1.1.6 | Lighting | Unallocated | RTO
AMW-110 | Pendant Light - Type 01 | 572 | HWW | AMW-110 | Pendant Light - Type 01 | AMW - ARCHITECTURAL METALWORK | Architectural Design | Yes |  | No | Yes | Yes | Yes |  | NOT IN SCOPE | Identified by Karlo 26/10/21 |  |  | Parent |  |  | 1.1.6 | Lighting | Unallocated | RTO
AMW-115 | Pendant Light - Type 02 | 572 | HWW | AMW-115 | Pendant Light - Type 02 | AMW - ARCHITECTURAL METALWORK | Architectural Design | Yes |  | No | Yes | Yes | Yes |  | NOT IN SCOPE | Identified by Karlo 26/10/21 |  |  | Parent |  |  | 1.1.6 | Lighting | Unallocated | RTO
AMW-120 | Canister Light Bracket | 572 | HWW | AMW-120 | Canister Light Bracket | AMW - ARCHITECTURAL METALWORK | Architectural Design | No |  | No | Yes | No | No |  | NOT IN SCOPE | Identified as not required by Karlo 26/10/21 |  |  | Child |  |  | 1.1.6 | Lighting | Unallocated | RTO
AMW-130 | Highbay Light Bracket - Single | 572 | HWW | AMW-130 | Highbay Light Bracket - Single | AMW - ARCHITECTURAL METALWORK | Architectural Design | No |  | No | Yes | No | No |  | NOT IN SCOPE | Identified as not required by Karlo 26/10/21 |  |  | Child |  |  | 1.1.6 | Lighting | Unallocated | RTO
AMW-131 | Large Highbay Light Bracket - Single | 572 | HWW | AMW-131 | Large Highbay Light Bracket - Single | AMW - ARCHITECTURAL METALWORK | Architectural Design | No |  | No | Yes | No | No |  | NOT IN SCOPE | Identified as not required by Karlo 26/10/21 |  |  | Child |  |  | 1.1.6 | Lighting | Unallocated | RTO
AMW-135 | Highbay Light Bracket - Double | 572 | HWW | AMW-135 | Highbay Light Bracket - Double | AMW - ARCHITECTURAL METALWORK | Architectural Design | No |  | No | Yes | No | No |  | NOT IN SCOPE | Identified as not required by Karlo 26/10/21 |  |  | Child |  |  | 1.1.6 | Lighting | Unallocated | RTO
AMW-136 | Large Highbay Light Bracket - Double | 572 | HWW | AMW-136 | Large Highbay Light Bracket - Double | AMW - ARCHITECTURAL METALWORK | Architectural Design | No |  | No | Yes | No | No |  | NOT IN SCOPE | Identified as not required by Karlo 26/10/21 |  |  | Child |  |  | 1.1.6 | Lighting | Unallocated | RTO
AMW-140 | Recessed Light Bracket | 572 | HWW | AMW-140 | Recessed Light Bracket | AMW - ARCHITECTURAL METALWORK | Architectural Design | No |  | No | Yes | No | No |  | NOT IN SCOPE | Identified as not required by Karlo 26/10/21 |  |  | Child |  |  | 1.1.6 | Lighting | Unallocated | RTO
AMW-150 | Cast-in Lighting Bracket | 572 | HWW | AMW-150 | Cast-in Lighting Bracket | AMW - ARCHITECTURAL METALWORK | Architectural Design | No |  | No | Yes | No | No |  | NOT IN SCOPE | Identified as not required by Karlo 26/10/21 |  |  | Child |  |  | 1.1.6 | Lighting | Unallocated | RTO
AMW-200 | COVER PLATE | [8 empty] | No |  |  |  |  | N/A | Heading only |  | N/A | N/A |  | N/A | N/A | N/A | N/A | N/A | N/A | N/A | N/A | N/A
AMW-201 | Top of Plinth Cover Plate | 552 | HWW | AMW-201 | Top of Plinth Coverplate | AMW - ARCHITECTURAL METALWORK | Architectural Design | No |  | No | Yes | No | No |  | NOT IN SCOPE | Identified as not required by Karlo 26/10/21 |  |  | Child |  |  | 1.4.1.1 | Station | RTO | RTO
AMW-600 | MEP BRACKETRY | [8 empty] | No |  |  |  |  | N/A | Heading only |  | N/A | N/A |  | N/A | N/A | N/A | N/A | N/A | N/A | N/A | N/A | N/A
AMW-601 | Dome CCTV Bracket | 572 | HWW | AMW-601 | Dome CCTV Bracket | AMW - ARCHITECTURAL METALWORK | Architectural Design | No |  | No | Yes | No | No |  | NOT IN SCOPE | Identified as not required by Karlo 26/10/21 |  |  | Child |  |  | 1.2.1 | CCTV/Security MGMT | RTO | RTO
AMW-602 | Directional CCTV Bracket | 572 | HWW | AMW-602 | Directional CCTV Bracket | AMW - ARCHITECTURAL METALWORK | Architectural Design | No |  | No | Yes | No | No |  | NOT IN SCOPE | Identified as not required by Karlo 26/10/21 |  |  | Child |  |  | 1.2.1 | CCTV/Security MGMT | RTO | RTO
AMW-620 | Speaker Bracket | 572 | HWW | AMW-620 | Speaker Bracket | AMW - ARCHITECTURAL METALWORK | Architectural Design | No |  | No | Yes | No | No |  | NOT IN SCOPE | Identified as not required by Karlo 26/10/21 |  |  | Child |  |  | 1.2.1 | CCTV/Security MGMT | RTO | RTO
AMW-641 | Adit Combined Housing (CCTV/ Speaker) GRC EOL Housing | 572 | HWW | AMW-641 | Adit Combined Housing (CCTV/ Speaker) GRC EOL Housing | AMW - ARCHITECTURAL METALWORK | Architectural Design | No |  | No | Yes | No | No |  | NOT IN SCOPE | Identified as not required by Karlo 26/10/21 |  |  | Parent |  |  | 1.2.1 | CCTV/Security MGMT | RTO | RTO
AMW-660 | CMS Housing - Type 01 | 572 | HWW | AMW-660 | CMS Housing - Type 01 | AMW - ARCHITECTURAL METALWORK | Architectural Design | No |  | No | Yes | No | No |  | NOT IN SCOPE | Identified as not required by Karlo 26/10/21 |  |  | Parent |  |  | 1.4.1.1 | Station | RTO | RTO
AMW-661 | CMS Housing - Type 02 | 572 | HWW | AMW-661 | CMS Housing - Type 02 | AMW - ARCHITECTURAL METALWORK | Architectural Design | No |  | No | Yes | No | No |  | NOT IN SCOPE | Identified as not required by Karlo 26/10/21 |  |  | Parent |  |  | 1.4.1.1 | Station | RTO | RTO
AMW-662 | Cavern Cable Containment Housing | 572 | HWW | AMW-662 | Cavern Cable Containment Housing | AMW - ARCHITECTURAL METALWORK | Architectural Design | No |  | No | Yes | No | No |  | NOT IN SCOPE | Identified as not required by Karlo 26/10/21 |  |  | Parent |  |  | 1.4.1.1 | Station | RTO | RTO
AMW-700 | STAIR TREAD NOSING | [8 empty] | No |  |  |  |  | N/A | Heading only |  | N/A | N/A |  | N/A | N/A | N/A | N/A | N/A | N/A | N/A | N/A | N/A
AMW-710 | Contrast Stair Nosing | 774 | HWW | AMW-710 | Contrast Stair Nosing | AMW - ARCHITECTURAL METALWORK | Architectural Design | No |  | No | Yes | No | No |  | ACTIVE | Identified as not required by Karlo 26/10/21 |  |  | Child | N/A | not recorded | 1.4.1.1 | Station | RTO | RTO
AMW-800 | BRACKETRY | [8 empty] | No |  |  |  |  | N/A | Heading only |  | N/A | N/A |  | N/A | N/A | N/A | N/A | N/A | N/A | N/A | N/A | N/A
AMW-801 | Floor Bracket | 552 | HWW | AMW-801 | Floor Bracket | AMW - ARCHITECTURAL METALWORK | Architectural Design | No |  | No | Yes | No | No |  | NOT IN SCOPE | Identified as not required by Karlo 26/10/21 |  |  | Child |  |  | 1.4.1.1 | Station | RTO | RTO
AMW-820 | Flat Soffit Bracket | 552 | HWW | AMW-820 | Flat Soffit Bracket | AMW - ARCHITECTURAL METALWORK | Architectural Design | No |  | No | Yes | No | No |  | NOT IN SCOPE | Identified as not required by Karlo 26/10/21 |  |  | Child |  |  | 1.4.1.1 | Station | RTO | RTO
AMW-821 | Cavern Soffit Bracket | 552 | HWW | AMW-821 | Cavern Soffit Bracket | AMW - ARCHITECTURAL METALWORK | Architectural Design | No |  | No | Yes | No | No |  | NOT IN SCOPE | Identified as not required by Karlo 26/10/21 |  |  | Child |  |  | 1.4.1.1 | Station | RTO | RTO
AMW-840 | Wall Bracket (For Various Elements) | 552 | HWW | AMW-840 | Wall Bracket (For Various Elements) | AMW - ARCHITECTURAL METALWORK | Architectural Design | No |  | No | Yes | No | No |  | NOT IN SCOPE | Identified as not required by Karlo 26/10/21 |  |  | Child |  |  | 1.4.1.1 | Station | RTO | RTO
AMW-850 | Cannister Light Bracket | 552 | HWW | AMW-850 | Cannister Light Bracket | AMW - ARCHITECTURAL METALWORK | Architectural Design | No |  | No | Yes | No | No |  | NOT IN SCOPE | Identified as not required by Karlo 26/10/21 |  |  | Child |  |  | 1.1.6 | Lighting | Unallocated | RTO
AMW-852 | Cannister Light Tabbed Bracket | 552 | HWW | AMW-852 | Cannister Light Tabbed Bracket | AMW - ARCHITECTURAL METALWORK | Architectural Design | No |  | No | Yes | No | No |  | NOT IN SCOPE | Identified as not required by Karlo 26/10/21 |  |  | Child |  |  | 1.1.6 | Lighting | Unallocated | RTO
AMW-853 | Cannister Light Tabbed Bracket | 552 | HWW | AMW-853 | Cannister Light Tabbed Bracket | AMW - ARCHITECTURAL METALWORK | Architectural Design | No |  | No | Yes | No | No |  | NOT IN SCOPE | Identified as not required by Karlo 26/10/21 |  |  | Child |  |  | 1.1.6 | Lighting | Unallocated | RTO
AMW-860 | Highbay Suspended Ceiling Bracket | 552 | HWW | AMW-860 | Highbay Suspended Ceiling Bracket | AMW - ARCHITECTURAL METALWORK | Architectural Design | No |  | No | Yes | No | No |  | NOT IN SCOPE | Identified as not required by Karlo 26/10/21 |  |  | Child |  |  | 1.4.1.1 | Station | RTO | RTO
AMW-861 | Highbay Tabbed Ceiling Bracket | 552 | HWW | AMW-861 | Highbay Tabbed Ceiling Bracket | AMW - ARCHITECTURAL METALWORK | Architectural Design | No |  | No | Yes | No | No |  | NOT IN SCOPE | Identified as not required by Karlo 26/10/21 |  |  | Child |  |  | 1.4.1.1 | Station | RTO | RTO
AMW-862 | Highbay Suspended Soffit Bracket | 552 | HWW | AMW-862 | Highbay Suspended Soffit Bracket | AMW - ARCHITECTURAL METALWORK | Architectural Design | No |  | No | Yes | No | No |  | NOT IN SCOPE | Identified as not required by Karlo 26/10/21 |  |  | Child |  |  | 1.4.1.1 | Station | RTO | RTO
AMW-865 | Highbay Tabbed Wall Bracket - Type 01 | 552 | HWW | AMW-865 | Highbay Tabbed Wall Bracket - Type 01 | AMW - ARCHITECTURAL METALWORK | Architectural Design | No |  | No | Yes | No | No |  | NOT IN SCOPE | Identified as not required by Karlo 26/10/21 |  |  | Child |  |  | 1.4.1.1 | Station | RTO | RTO
AMW-866 | Highbay Tabbed Wall Bracket - Type 02 | 552 | HWW | AMW-866 | Highbay Tabbed Wall Bracket - Type 02 | AMW - ARCHITECTURAL METALWORK | Architectural Design | No |  | No | Yes | No | No |  | NOT IN SCOPE | Identified as not required by Karlo 26/10/21 |  |  | Child |  |  | 1.4.1.1 | Station | RTO | RTO
AMW-867 | Highbay Tabbed Post Tabbed Bracket | 552 | HWW | AMW-867 | Highbay Tabbed Post Tabbed Bracket | AMW - ARCHITECTURAL METALWORK | Architectural Design | No |  | No | Yes | No | No |  | NOT IN SCOPE | Identified as not required by Karlo 26/10/21 |  |  | Child |  |  | 1.4.1.1 | Station | RTO | RTO
AMW-870 | PES Downlight Bracket | 552 | HWW | AMW-870 | PES Downlight Bracket | AMW - ARCHITECTURAL METALWORK | Architectural Design | No |  | No | Yes | No | No |  | NOT IN SCOPE | Identified as not required by Karlo 26/10/21 |  |  | Child |  |  | 1.1.6 | Lighting | Unallocated | RTO
AMW-880 | Dome CCTV Bracket | 552 | HWW | AMW-880 | Dome CCTV Bracket | AMW - ARCHITECTURAL METALWORK | Architectural Design | No |  | No | Yes | No | No |  | NOT IN SCOPE | Identified as not required by Karlo 26/10/21 |  |  | Child |  |  | 1.2.1 | CCTV/Security MGMT | RTO | RTO
AMW-900 | MISCELANEOUS METALWORK | [8 empty] | No |  |  |  |  | N/A | Heading only |  | N/A | N/A |  | N/A | N/A | N/A | N/A | N/A | N/A | N/A | N/A | N/A
AMW-901 | Escalator Emergency Stop | Project Engineer's Specification | By Project Engineer | AMW-901 | Escalator Emergency Stop | AMW - ARCHITECTURAL METALWORK | Architectural Design | No |  | No | Yes | No | No |  | ACTIVE | Identified as not required by Karlo 26/10/21 |  | Yes | Parent |  |  | 1.4.1.1 | Station | RTO | RTO
AMW-920 | Light Reflector | 552 | HWW | AMW-920 | Light Reflector | AMW - ARCHITECTURAL METALWORK | Architectural Design | No |  | No | Yes | No | No |  | NOT IN SCOPE | Identified as not required by Karlo 26/10/21 |  |  | Parent |  |  | 1.1.6 | Lighting | Unallocated | RTO
AMW-930 | Canopy Rain Overflow - Stainless Steel (CBDS) | 416 | HWW | AMW-930 | Canopy Rain Overflow - Stainless Steel (CBDS) | AMW - ARCHITECTURAL METALWORK | Architectural Design | No |  | No | Yes | No | No |  | NOT IN SCOPE | Identified as not required by Karlo 26/10/21 |  |  | Child |  |  | 1.4.1.1 | Station | RTO | RTO
AMW-932 | Rainwater Overflow Ancillaries - Stainless Steel | 416 | HWW | AMW-932 | Rainwater Overflow Ancillaries - Stainless Steel | AMW - ARCHITECTURAL METALWORK | Architectural Design | No |  | No | Yes | No | No |  | ACTIVE | Identified as not required by Karlo 26/10/21 |  | Yes | Child |  |  | 1.4.1.1 | Station | RTO | RTO
AMW-933 | Canopy Valley Gutter - Stainless Steel (CBDS) | 416 | HWW | AMW-933 | Canopy Valley Gutter - Stainless Steel (CBDS) | AMW - ARCHITECTURAL METALWORK | Architectural Design | No |  | No | Yes | No | No |  | ACTIVE | Identified as not required by Karlo 26/10/21 |  | Yes | Child |  |  | 1.4.1.1 | Station | RTO | RTO
AMW-934 | Stainless Steel Curved Lift Gutter - DOM | 416 | HWW | AMW-934 | Stainless Steel Curved Lift Gutter - DOM | AMW - ARCHITECTURAL METALWORK | Architectural Design | No |  | No | Yes | No | No |  | ACTIVE | Identified as not required by Karlo 26/10/21 |  | Yes | Child |  |  | 1.4.1.1 | Station | RTO | RTO
AMW-935 | Heel Guard Drain | 416 | HWW | AMW-935 | Heel Guard Drain | AMW - ARCHITECTURAL METALWORK | Architectural Design | No |  | No | Yes | No | No |  | ACTIVE | Identified as not required by Karlo 26/10/21 |  | Yes | Parent |  |  | 1.4.1.8 | Drains | RTO | RTO
AMW-940 | Impact Bollard | Project Engineer's Specification | By Project Engineer | AMW-940 | Impact Bollard | AMW - ARCHITECTURAL METALWORK | Architectural Design | Yes |  | No | Yes | Yes | Yes |  | ACTIVE | Identified by Karlo 26/10/21 |  | Yes | Parent |  |  | 1.4.1.1 | Station | RTO | RTO
AMW-941 | Impact Bollard - Removable | Project Engineer's Specification | By Project Engineer | AMW-941 | Impact Bollard - Removable | AMW - ARCHITECTURAL METALWORK | Architectural Design | Yes |  | No | Yes | Yes | Yes |  | ACTIVE | Identified by Karlo 26/10/21 |  | Yes | Parent |  |  | 1.4.1.1 | Station | RTO | RTO
AMW-942 | Bollard | 552 | HWW | AMW-942 | Bollard | AMW - ARCHITECTURAL METALWORK | Architectural Design | Yes |  | No | Yes | Yes | Yes |  | ACTIVE | Identified by Karlo 31/03/2022 |  | Yes | Parent |  |  | 1.4.1.1 | Station | RTO | RTO
AMW-943 | Stainless Steel Bollard | 552 | HWW | AMW-943 | Stainless Steel Bollard | AMW - ARCHITECTURAL METALWORK | Architectural Design | Yes |  | No | Yes | Yes | Yes |  | ACTIVE | Identified by Karlo 31/03/2022 |  | Yes | Parent |  |  | 1.4.1.1 | Station | RTO | RTO
AMW-944 | Stair Stringer Cappings Richard Hill | 552 | HWW | AMW-944 | Stair Stringer Cappings Richard Hill | AMW - ARCHITECTURAL METALWORK | Architectural Design | No |  | No | Yes | No | No |  | ACTIVE | Identified as not required by Karlo 31/03/2022 |  |  | Child | N/A | not recorded | 1.4.1.1 | Station | RTO | RTO
AMW-945 | Bridge Balustrade Steel Cover Plate Richard Hill | 552 | HWW | AMW-945 | Bridge Balustrade Steel Cover Plate Richard Hill | AMW - ARCHITECTURAL METALWORK | Architectural Design | No |  | No | Yes | No | No |  | ACTIVE | Identified as not required by Karlo 31/03/2022 |  | Yes | Child | N/A | not recorded | 1.4.1.1 | Station | RTO | RTO
AMW-946 | Roller Shutter Housing | 552 | HWW | AMW-946 | Roller Shutter Housing | AMW - ARCHITECTURAL METALWORK | Architectural Design | No |  | No | Yes | No | No |  | ACTIVE | Identified as not required by Karlo 31/03/2022 |  | Yes | Child |  |  | 1.4.1.1 | Station | RTO | RTO
AMW-950 | Perimeter Profile - Stainless Steel | 552 | HWW | AMW-950 | Perimeter Profile - Stainless Steel | AMW - ARCHITECTURAL METALWORK | Architectural Design | No |  | No | Yes | No | No |  | ACTIVE | Identified as not required by Karlo 26/10/21 |  | Yes | Child |  |  | 1.4.1.1 | Station | RTO | RTO
AMW-951 | Profile Support to Ventilation Grill - Stainless Steel | 552 | HWW | AMW-951 | Profile Support to Ventilation Grill - Stainless Steel | AMW - ARCHITECTURAL METALWORK | Architectural Design | No |  | No | Yes | No | No |  | ACTIVE | Identified as not required by Karlo 26/10/21 |  | Yes | Child |  |  | 1.4.1.1 | Station | RTO | RTO
AMW-952 | Corner Profile to Ancillary Building | 552 | HWW | AMW-952 | Corner Profile to Ancillary Building | AMW - ARCHITECTURAL METALWORK | Architectural Design | No |  | No | Yes | No | No |  | ACTIVE | Identified as not required by Karlo 26/10/21 |  | Yes | Child |  |  | 1.4.1.1 | Station | RTO | RTO
AMW-953 | Roller Shutter Metal Cladding | 552 | HWW | AMW-953 | Roller Shutter Metal Cladding | AMW - ARCHITECTURAL METALWORK | Architectural Design | No |  | No | Yes | No | No |  | ACTIVE | Identified as not required by Karlo 31/03/2022 |  | Yes | Child |  |  | 1.4.1.1 | Station | RTO | RTO
AMW-955 | Wall Mounted Shelf (PKV) | 552 | HWW | AMW-955 | Wall Mounted Shelf (PKV) | AMW - ARCHITECTURAL METALWORK | Architectural Design | No |  | No | Yes | No | No |  | ACTIVE | Identified as not required by Karlo 26/10/21 |  | Yes | Parent |  |  | 1.4.1.1 | Station | RTO | RTO
Code Item Section Design Scope | [9 empty] | No |  |  |  |  | N/A | Heading only |  | N/A | N/A |  | N/A | N/A | N/A | N/A | N/A | N/A | N/A | N/A | N/A
AMW-960 | Metal Fence with Access Panel | 552 | HWW | AMW-960 | Metal Fence with Access Panel | AMW - ARCHITECTURAL METALWORK | Architectural Design | Yes |  | No | Yes | Yes | Yes |  | ACTIVE | Identified by Karlo 26/10/21 |  | Yes | Parent |  |  | 1.4.1.1 | Station | RTO | RTO
AMW-961 | PED Access Cover Panel | 552 | HWW | AMW-961 | PED Access Cover Panel | AMW - ARCHITECTURAL METALWORK | Architectural Design | No |  | No | Yes | No | No |  | ACTIVE | Identified as not required by Karlo 26/10/21 |  | Yes | Child |  |  | 1.4.1.1 | Station | RTO | RTO
AMW-962 | Water Meter Housing | 552 | HWW | AMW-962 | Water Meter Housing | AMW - ARCHITECTURAL METALWORK | Architectural Design | No |  | No | Yes | No | No |  | ACTIVE | Identified as not required by Karlo 26/10/21 |  | Yes | Child |  |  | 1.4.1.1 | Station | RTO | RTO
AMW-963 | Gateline Access Trunking Panel | 435 | HWW | AMW-963 | Gateline Access Trunking Panel | AMW - ARCHITECTURAL METALWORK | Architectural Design | Yes |  | No | Yes | Yes | Yes |  | ACTIVE | Identified by Karlo 31/03/2022 |  | Yes | Child |  |  | 1.4.1.1 | Station | RTO | RTO
AMW-965 | Lift Condenser Enclosure - Degraves | 552 | HWW | AMW-965 | Lift Condenser Enclosure - Degraves | AMW - ARCHITECTURAL METALWORK | Architectural Design | No |  | No | Yes | No | No |  | ACTIVE | Identified as not required by Karlo 26/10/21 |  | Yes | Child |  |  | 1.4.1.1 | Station | RTO | RTO
AMW-966 | Lift Panel Shroud - Degraves | 552 | HWW | AMW-966 | Lift Panel Shroud - Degraves | AMW - ARCHITECTURAL METALWORK | Architectural Design | No |  | No | Yes | No | No |  | ACTIVE | Identified as not required by Karlo 26/10/21 |  | Yes | Child |  |  | 1.4.1.1 | Station | RTO | RTO
AMW-967 | Services Shroud | 552 | HWW | AMW-967 | Services Shroud | AMW - ARCHITECTURAL METALWORK | Architectural Design | No |  | No | Yes | No | No |  | ACTIVE | Identified as not required by Karlo 31/03/2022 |  | Yes | Child |  |  | 1.4.1.1 | Station | RTO | RTO
AMW-970 | Metal Closing Piece to Stair | 552 | HWW | AMW-970 | Metal Closing Piece to Stair | AMW - ARCHITECTURAL METALWORK | Architectural Design | No |  | No | Yes | No | No |  | ACTIVE | Identified as not required by Karlo 26/10/21 |  |  | Child | N/A | not recorded | 1.4.1.1 | Station | RTO | RTO
AMW-971 | Metal Fabric | 552 | HWW | AMW-971 | Metal Fabric | AMW - ARCHITECTURAL METALWORK | Architectural Design | No |  | No | Yes | No | No |  | NOT IN SCOPE | Identified as not required by Karlo 26/10/21 |  |  | Child |  |  | 1.4.1.1 | Station | RTO | RTO
AMW-972 | Metal Cover Plate to Column Base - DOM | 552 | HWW | AMW-972 | Metal Cover Plate to Column Base - DOM | AMW - ARCHITECTURAL METALWORK | Architectural Design | No |  | No | Yes | No | No |  | ACTIVE | Identified as not required by Karlo 26/10/21 |  | Yes | Child |  |  | 1.4.1.1 | Station | RTO | RTO
AMW-979 | Skate Deterrent Stainless Steel Fin | 552 | HWW | AMW-979 | Skate Deterrent Stainless Steel Fin | AMW - ARCHITECTURAL METALWORK | Architectural Design | No |  | No | Yes | No | No |  | ACTIVE | Identified as not required by Karlo 31/03/2022 |  | Yes | Child |  |  | 1.4.1.1 | Station | RTO | RTO
AMW-980 | Skate Deterrent Stainless Steel Button | 552 | HWW | AMW-980 | Skate Deterrent Stainless Steel Button | AMW - ARCHITECTURAL METALWORK | Architectural Design | No |  | No | Yes | No | No |  | ACTIVE | Identified as not required by Karlo 26/10/21 |  | Yes | Child |  |  | 1.4.1.1 | Station | RTO | RTO
AMW-981 | Heavy Duty Wall Corner Guard | 552 | HWW | AMW-981 | Heavy Duty Wall Corner Guard | AMW - ARCHITECTURAL METALWORK | Architectural Design | No |  | No | Yes | No | No |  | ACTIVE | Identified as not required by Karlo 26/10/21 |  | Yes | Child |  |  | 1.4.1.1 | Station | RTO | RTO
AMW-982 | Metal Closer Piece (GRC End Panel) | 552 | HWW | AMW-982 | Metal Closer Piece (GRC End Panel) | AMW - ARCHITECTURAL METALWORK | Architectural Design | No |  | No | Yes | No | No |  | NOT IN SCOPE | Identified as not required by Karlo 26/10/21 |  |  | Child |  |  | 1.4.1.1 | Station | RTO | RTO
AMW-984 | ADIT Containment Housing | 552 | HWW | AMW-984 | ADIT Containment Housing | AMW - ARCHITECTURAL METALWORK | Architectural Design | No |  | No | Yes | No | No |  | NOT IN SCOPE | Identified as not required by Karlo 26/10/21 |  |  | Parent |  |  | 1.4.1.1 | Station | RTO | RTO
AMW-990 | Cast Iron FW | 416 | HWW | AMW-990 | Cast Iron FW | AMW - ARCHITECTURAL METALWORK | Architectural Design | No |  | No | Yes | No | No |  | ACTIVE | Identified as not required by Karlo 26/10/21 |  | Yes | Parent |  |  | 1.4.1.1 | Station | RTO | RTO
AMW-991 | Stainless Steel Transom with Integrated Drip Profile | 416 | HWW | AMW-991 | Stainless Steel Transom with Integrated Drip Profile | AMW - ARCHITECTURAL METALWORK | Architectural Design | No |  | No | Yes | No | No |  | ACTIVE | Identified as not required by Karlo 26/10/21 |  | Yes | Parent |  |  | 1.4.1.1 | Station | RTO | RTO
AMW-992 | MYKI Machine Shroud (ARD) | 416 | HWW | AMW-992 | MYKI Machine Shroud (ARD) | AMW - ARCHITECTURAL METALWORK | Architectural Design | No |  | No | Yes | No | No |  | ACTIVE | Identified as not required by Karlo 26/10/21 |  | Yes | Child |  |  | 1.4.1.1 | Station | RTO | RTO
AMW-993 | Services Enclosure to Lift | 552 | HWW | AMW-993 | Services Enclosure to Lift | AMW - ARCHITECTURAL METALWORK | Architectural Design | No |  | No | Yes | No | No |  | ACTIVE | Identified as not required by Karlo 26/10/21 |  | Yes | Child |  |  | 1.4.1.1 | Station | RTO | RTO
AMW-994 | Perforated Metal Panel (CBDN) | 552 | HWW | AMW-994 | Perforated Metal Panel (CBDN) | AMW - ARCHITECTURAL METALWORK | Architectural Design | No |  | No | Yes | No | No |  | ACTIVE | Identified as not required by Karlo 26/10/21 |  | Yes | Child |  |  | 1.4.1.1 | Station | RTO | RTO
AMW-995 | Evaporative/ Drip Tray | 552 | HWW | AMW-995 | Evaporative/ Drip Tray | AMW - ARCHITECTURAL METALWORK | Architectural Design | No |  | No | Yes | No | No |  | NOT IN SCOPE | Identified as not required by Karlo 26/10/21 |  |  | Child |  |  | 1.4.1.1 | Station | RTO | RTO
AMW-996 | Custom Balustrade Elements (Trinoc) | 552 | HWW | AMW-996 | Custom Balustrade Elements (Trinoc) | AMW - ARCHITECTURAL METALWORK | Architectural Design | No |  | No | Yes | No | No |  | ACTIVE | Identified as not required by Karlo 26/10/21 |  | Yes | Child | N/A | not recorded | 1.4.1.1 | Station | RTO | RTO
AMW-997 | Conduit Metal Cover (Trinoc) | 552 | HWW | AMW-997 | Conduit Metal Cover (Trinoc) | AMW - ARCHITECTURAL METALWORK | Architectural Design | No |  | No | Yes | No | No |  | NOT IN SCOPE | Identified as not required by Karlo 26/10/21 |  |  | Child |  |  | 1.4.1.1 | Station | RTO | RTO
AMW-998 | Metal Recess Channel La Trobe | 552 | HWW | AMW-998 | Metal Recess Channel La Trobe | AMW - ARCHITECTURAL METALWORK | Architectural Design | No |  | No | Yes | No | No |  | ACTIVE | Identified as not required by Karlo 31/03/2022 |  | Yes | Child |  |  | 1.4.1.1 | Station | RTO | RTO
AMW-999 | Anti Skate Node | 552 | HWW | AMW-999 | Anti Skate Node | AMW - ARCHITECTURAL METALWORK | Architectural Design | No |  | No | Yes | No | No |  | NOT IN SCOPE | Identified as not required by Karlo 26/10/21 |  |  | Child |  |  | 1.4.1.1 | Station | RTO | RTO
ASE | ACCESS AND SAFETY EQUIPMENT SYSTEMS | [8 empty] | No |  |  |  |  | N/A | Heading only |  | N/A | N/A |  | N/A | N/A | N/A | N/A | N/A | N/A | N/A | N/A | N/A
ASE-100 | FALL PREVENTION SYSTEMS | [8 empty] | No |  |  |  |  | N/A | Heading only |  | N/A | N/A |  | N/A | N/A | N/A | N/A | N/A | N/A | N/A | N/A | N/A
ASE-101 | Anchor Point | 458 | HWW | ASE-101 | Anchor Point | ASE - ACCESS AND SAFETY EQUIPMENT SYSTEMS | Architectural Design | Yes |  | No | Yes | Yes | Yes |  | ACTIVE | Identified by Karlo 26/10/21 |  |  | Child | Facilities | AN | 1.4.1.1 | Station | RTO | RTO
ASE-120 | Static Line | 458 | HWW | ASE-120 | Static Line | ASE - ACCESS AND SAFETY EQUIPMENT SYSTEMS | Architectural Design | Yes |  | No | Yes | Yes | Yes |  | ACTIVE | Identified by Karlo 26/10/21 |  |  | Parent | Facilities | AN | 1.4.1.1 | Station | RTO | RTO
ASE-200 | ACCESS WALKWAY SYSTEMS | [8 empty] | No |  |  |  |  | N/A | Heading only |  | N/A | N/A |  | N/A | N/A | N/A | N/A | N/A | N/A | N/A | N/A | N/A
ASE-201 | Roof Access Walkway | 552 | HWW | ASE-201 | Roof Access Walkway | ASE - ACCESS AND SAFETY EQUIPMENT SYSTEMS | Architectural Design | Yes |  | No | Yes | Yes | Yes |  | ACTIVE | Identified by Karlo 26/10/21 |  |  | Parent | Facilities | AN | 1.4.1.1 | Station | RTO | RTO
ASE-210 | Hung Access Walkway | 552 | HWW | ASE-210 | Hung Access Walkway | ASE - ACCESS AND SAFETY EQUIPMENT SYSTEMS | Architectural Design | Yes |  | No | Yes | Yes | Yes |  | ACTIVE | Identified by Karlo 26/10/21 |  |  | Parent | Facilities | AN | 1.4.1.1 | Station | RTO | RTO
ASE-300 | ACCESS LADDER SYSTEMS | [8 empty] | No |  |  |  |  | N/A | Heading only |  | N/A | N/A |  | N/A | N/A | N/A | N/A | N/A | N/A | N/A | N/A | N/A
ASE-301 | Fixed Vertical Access Ladder | 552 | HWW | ASE-301 | Fixed Vertical Access Ladder | ASE - ACCESS AND SAFETY EQUIPMENT SYSTEMS | Architectural Design | Yes |  | No | Yes | Yes | Yes |  | ACTIVE | Identified by Karlo 26/10/21 |  |  | Parent | Facilities | AN | 1.4.1.1 | Station | RTO | RTO
ASE-302 | Fixed Angle Access Ladder - Step Type | 552 | HWW | ASE-302 | Fixed Angled Access Ladder | ASE - ACCESS AND SAFETY EQUIPMENT SYSTEMS | Architectural Design | Yes |  | No | Yes | Yes | Yes |  | ACTIVE | Identified by Karlo 26/10/21 |  |  | Parent | Facilities | AN | 1.4.1.1 | Station | RTO | RTO
ASE-303 | Ladder Strap | 552 | HWW | ASE-303 | Ladder Strap | ASE - ACCESS AND SAFETY EQUIPMENT SYSTEMS | Architectural Design | Yes |  | No | Yes | Yes | Yes |  | ACTIVE | Identified by Karlo 26/10/21 |  |  | Child | Facilities | AN | 1.4.1.1 | Station | RTO | RTO
ASE-304 | Ladder Hook - External | 552 | HWW | ASE-304 | Ladder Hook - External | ASE - ACCESS AND SAFETY EQUIPMENT SYSTEMS | Architectural Design | Yes |  | No | Yes | Yes | Yes |  | ACTIVE | Identified by Karlo 26/10/21 |  |  | Child | Facilities | AN | 1.4.1.1 | Station | RTO | RTO
ASE-305 | Safety Railsafe System | 552 | HWW | ASE-305 | Safety Railsafe System | ASE - ACCESS AND SAFETY EQUIPMENT SYSTEMS | Architectural Design | Yes |  | No | Yes | Yes | Yes |  | ACTIVE | Identified by Karlo 31/03/2022 |  |  | Parent | Facilities | AN | 1.4.1.1 | Station | RTO | RTO
ASE-400 | ACCESS FLOOR SYSTEMS | [8 empty] | No |  |  |  |  | N/A | Heading only |  | N/A | N/A |  | N/A | N/A | N/A | N/A | N/A | N/A | N/A | N/A | N/A
ASE-401 | Welded Bar Access Floor | 541 | HWW | ASE-401 | Welded Bar Access Floor | ASE - ACCESS AND SAFETY EQUIPMENT SYSTEMS | Architectural Design | Yes |  | No | Yes | Yes | Yes |  | ACTIVE | Identified by Karlo 26/10/21 |  | Yes | Parent | N/A | not recorded | 1.4.1.1 | Station | RTO | RTO
ASE-410 | Trafficable Floor Grating - FOH | 541 | HWW | ASE-410 | Trafficable Floor Grating - FOH | ASE - ACCESS AND SAFETY EQUIPMENT SYSTEMS | Architectural Design | Yes |  | No | Yes | Yes | Yes |  | ACTIVE | Identified by Karlo 26/10/21 |  | Yes | Child | N/A | not recorded | 1.4.1.1 | Station | RTO | RTO
ASE-500 | OPERABLE ACCESS GANTRY SYSTEMS | [8 empty] | No |  |  |  |  | N/A | Heading only |  | N/A | N/A |  | N/A | N/A | N/A | N/A | N/A | N/A | N/A | N/A | N/A
ASE-501 | Operable Stainless Steel Maintenance Gantry | 552 | HWW | ASE-501 | Operable Stainless Steel Maintenance Gantry | ASE - ACCESS AND SAFETY EQUIPMENT SYSTEMS | Architectural Design | Yes |  | No | Yes | Yes | Yes |  | ACTIVE | Identified by Karlo 26/10/21 |  | Yes | Parent |  |  | 1.4.1.1 | Station | RTO | RTO
ASE-502 | Stainless Steel Portal BMU Rail | 552 | HWW | ASE-502 | Stainless Steel Portal BMU Rail | ASE - ACCESS AND SAFETY EQUIPMENT SYSTEMS | Architectural Design | Yes |  | No | Yes | Yes | Yes |  | ACTIVE | Identified by Karlo 31/03/2022 |  | Yes | Parent |  |  | 1.4.1.1 | Station | RTO | RTO
ASE-600 | ACCESS RAIL SYSTEMS | [8 empty] | No |  |  |  |  | N/A | Heading only |  | N/A | N/A |  | N/A | N/A | N/A | N/A | N/A | N/A | N/A | N/A | N/A
ASE-601 | Recessed Access Rail - CBDN | 552 | HWW | ASE-601 | Recessed Access Rail - CBDN | ASE - ACCESS AND SAFETY EQUIPMENT SYSTEMS | Architectural Design | Yes |  | No | Yes | Yes | Yes |  | ACTIVE | Identified by Karlo 26/10/21 |  | Yes | Child |  |  | 1.4.1.1 | Station | RTO | RTO
BAL | BALUSTRADES/ HANDRAILS | [8 empty] | No |  |  |  |  | N/A | Heading only |  | N/A | N/A |  | N/A | N/A | N/A | N/A | N/A | N/A | N/A | N/A | N/A
BAL-100 | STAIR BALUSTRADE/ HANDRAIL SYSTEMS | [8 empty] | No |  |  |  |  | N/A | Heading only |  | N/A | N/A |  | N/A | N/A | N/A | N/A | N/A | N/A | N/A | N/A | N/A
BAL-110 | Floor Mounted Stair Balustrade | 552 | HWW | BAL-110 | Floor Mounted Stair Balustrade | BAL - BALUSTRADES/ HANDRAILS | Architectural Design | No |  | No | Yes | No | No |  | ACTIVE | Identified as not required by Karlo 26/10/21 |  | Yes | Parent | N/A | not recorded | 1.4.1.1 | Station | RTO | RTO
BAL-111 | Floor Mounted Stair Balustrade - Glazed | 552 | HWW | BAL-111 | Floor Mounted Stair Balustrade - Glazed | BAL - BALUSTRADES/ HANDRAILS | Architectural Design | No |  | No | Yes | No | No |  | ACTIVE | Identified as not required by Karlo 26/10/21 |  | Yes | Parent | N/A | not recorded | 1.4.1.1 | Station | RTO | RTO
BAL-112 | Floor Mounted Stair Balustrade - Vertical Rods | 552 | HWW | BAL-112 | Floor Mounted Stair Balustrade - Vertical Rods | BAL - BALUSTRADES/ HANDRAILS | Architectural Design | No |  | No | Yes | No | No |  | ACTIVE | Identified as not required by Karlo 26/10/21 |  | Yes | Parent | N/A | not recorded | 1.4.1.1 | Station | RTO | RTO
BAL-113 | Side Mounted Stair Balustrade - Glazed (DOM) | 552 | HWW | BAL-113 | Side Mounted Stair Balustrade - Glazed (DOM) | BAL - BALUSTRADES/ HANDRAILS | Architectural Design | No |  | No | Yes | No | No |  | ACTIVE | Identified as not required by Karlo 26/10/21 |  | Yes | Parent | N/A | not recorded | 1.4.1.1 | Station | RTO | RTO
BAL-114 | Side-Mounted Stair Balustrade - FOH (CBDN Retail) | 552 | HWW | BAL-114 | Side-Mounted Stair Balustrade - FOH (CBDN Retail) | BAL - BALUSTRADES/ HANDRAILS | Architectural Design | No |  | No | Yes | No | No |  | ACTIVE | Identified as not required by Karlo 31/03/2022 |  | Yes | Parent | N/A | not recorded | 1.4.1.1 | Station | RTO | RTO
BAL-120 | Floor Mounted Stair Handrail - BOH | 552 | HWW | BAL-120 | Floor Mounted Stair Handrail - BOH | BAL - BALUSTRADES/ HANDRAILS | Architectural Design | No |  | No | Yes | No | No |  | ACTIVE | Identified as not required by Karlo 26/10/21 |  |  | Parent | N/A | not recorded | 1.4.1.1 | Station | RTO | RTO
BAL-150 | Wall Mounted Stair Handrail - BOH | 552 | HWW | BAL-150 | Wall Mounted Stair Handrail - BOH | BAL - BALUSTRADES/ HANDRAILS | Architectural Design | No |  | No | Yes | No | No |  | ACTIVE | Identified as not required by Karlo 26/10/21 |  |  | Parent | N/A | not recorded | 1.4.1.1 | Station | RTO | RTO
BAL-151 | Wall Mounted Stair Handrail - FOH | 552 | HWW | BAL-151 | Wall Mounted Stair Handrail - FOH | BAL - BALUSTRADES/ HANDRAILS | Architectural Design | No |  | No | Yes | No | No |  | ACTIVE | Identified as not required by Karlo 26/10/21 |  |  | Parent | N/A | not recorded | 1.4.1.1 | Station | RTO | RTO
BAL-152 | Fibre Reinforced Polymer Stair Balustrade (ISS) | 556 | HWW | BAL-152 | Fibre Reinforced Polymer Stair Balustrade (ISS) | BAL - BALUSTRADES/ HANDRAILS | Architectural Design | No |  | No | Yes | No | No |  | ACTIVE | Identified as not required by Karlo 26/10/21 |  | Yes | Parent | N/A | not recorded | 1.4.1.1 | Station | RTO | RTO
BAL-160 | Floor Mounted Stair Balustrade (La Trobe) | 552 | HWW | BAL-160 | Floor Mounted Stair Balustrade (La Trobe) | BAL - BALUSTRADES/ HANDRAILS | Architectural Design | No |  | No | Yes | No | No |  | ACTIVE | Identified as not required by Karlo 31/03/2022 |  | Yes | Parent | N/A | not recorded | 1.4.1.1 | Station | RTO | RTO
BAL-200 | RAMP BALUSTRADE/ HANDRAIL SYSTEMS | [8 empty] | No |  |  |  |  | N/A | Heading only |  | N/A | N/A |  | N/A | N/A | N/A | N/A | N/A | N/A | N/A | N/A | N/A
BAL-201 | Ramp Handrail - Stainless Steel | 552 | HWW | BAL-201 | Ramp Handrail - Stainless Steel | BAL - BALUSTRADES/ HANDRAILS | Architectural Design | No |  | No | Yes | No | No |  | ACTIVE | Identified as not required by Karlo 26/10/21 |  | Yes | Parent |  |  | 1.4.1.1 | Station | RTO | RTO
BAL-202 | Ramp Handrail - Glazed (DOM) | 552 | HWW | BAL-202 | Ramp Handrail - Glazed (DOM) | BAL - BALUSTRADES/ HANDRAILS | Architectural Design | No |  | No | Yes | No | No |  | ACTIVE | Identified as not required by Karlo 26/10/21 |  | Yes | Parent |  |  | 1.4.1.1 | Station | RTO | RTO
BAL-220 | Ramp Handrail - BOH | 552 | HWW | BAL-220 | Ramp Handrail - BOH | BAL - BALUSTRADES/ HANDRAILS | Architectural Design | No |  | No | Yes | No | No |  | ACTIVE | Identified as not required by Karlo 26/10/21 |  | Yes | Parent |  |  | 1.4.1.1 | Station | RTO | RTO
BAL-300 | EDGE BALUSTRADE SYSTEMS | [8 empty] | No |  |  |  |  | N/A | Heading only |  | N/A | N/A |  | N/A | N/A | N/A | N/A | N/A | N/A | N/A | N/A | N/A
Code Item Section Design Scope | [9 empty] | No |  |  |  |  | N/A | Heading only |  | N/A | N/A |  | N/A | N/A | N/A | N/A | N/A | N/A | N/A | N/A | N/A
BAL-301 | Edge Balustrade - Glazed Infill | 552 | HWW | BAL-301 | Edge Balustrade - Glazed Infill | BAL - BALUSTRADES/ HANDRAILS | Architectural Design | No |  | No | Yes | No | No |  | ACTIVE | Identified as not required by Karlo 26/10/21 |  | Yes | Parent | N/A | not recorded | 1.4.1.1 | Station | RTO | RTO
BAL-312 | Edge Balustrade - Metal Infill | 552 | HWW | BAL-312 | Edge Balustrade - Metal Infill | BAL - BALUSTRADES/ HANDRAILS | Architectural Design | No |  | No | Yes | No | No |  | ACTIVE | Identified as not required by Karlo 26/10/21 |  | Yes | Parent | N/A | not recorded | 1.4.1.1 | Station | RTO | RTO
BAL-320 | Edge Balustrade - Glazed Infill with Stone Upstand | 552 | HWW | BAL-320 | Edge Balustrade - Glazed Infill with Stone Upstand | BAL - BALUSTRADES/ HANDRAILS | Architectural Design | No |  | No | Yes | No | No |  | ACTIVE | Identified as not required by Karlo 26/10/21 |  | Yes | Parent | N/A | not recorded | 1.4.1.1 | Station | RTO | RTO
BAL-330 | Edge Balustrade - Glazed (DOM) | 552 | HWW | BAL-330 | Edge Balustrade - Glazed (DOM) | BAL - BALUSTRADES/ HANDRAILS | Architectural Design | No |  | No | Yes | No | No |  | ACTIVE | Identified as not required by Karlo 26/10/21 |  | Yes | Parent | N/A | not recorded | 1.4.1.1 | Station | RTO | RTO
BAL-400 | FLOOR MOUNTED BALUSTRADE SYSTEMS | [8 empty] | No |  |  |  |  | N/A | Heading only |  | N/A | N/A |  | N/A | N/A | N/A | N/A | N/A | N/A | N/A | N/A | N/A
BAL-401 | Floor Mounted Balustrade - Glazed Infill | 552 | HWW | BAL-401 | Floor Mounted Balustrade - Glazed Infill | BAL - BALUSTRADES/ HANDRAILS | Architectural Design | No |  | No | Yes | No | No |  | ACTIVE | Identified as not required by Karlo 26/10/21 |  | Yes | Parent | N/A | not recorded | 1.4.1.1 | Station | RTO | RTO
BAL-402 | Floor Mounted Balustrade - Glazed Intermediate Panel | 552 | HWW | BAL-402 | Floor Mounted Balustrade - Glazed Intermediate Panel | BAL - BALUSTRADES/ HANDRAILS | Architectural Design | No |  | No | Yes | No | No |  | ACTIVE | Identified as not required by Karlo 26/10/21 |  | Yes | Parent | N/A | not recorded | 1.4.1.1 | Station | RTO | RTO
BAL-403 | Floor Mounted Bypass Gate - Glazed | 552 | HWW | BAL-403 | Floor Mounted Bypass Gate - Glazed | BAL - BALUSTRADES/ HANDRAILS | Architectural Design | No |  | No | Yes | No | No |  | ACTIVE | Identified as not required by Karlo 26/10/21 |  | Yes | Parent | N/A | not recorded | 1.4.1.1 | Station | RTO | RTO
BAL-410 | Floor Mounted Balustrade - Glazed Infill with Stone Upstand | 552 | HWW | BAL-410 | Floor Mounted Balustrade - Glazed Infill with Stone Upstand | BAL - BALUSTRADES/ HANDRAILS | Architectural Design | No |  | No | Yes | No | No |  | ACTIVE | Identified as not required by Karlo 26/10/21 |  | Yes | Parent | N/A | not recorded | 1.4.1.1 | Station | RTO | RTO
BAL-432 | Floor Mounted Balustrade - Glazed - (CBDS) | 552 | HWW | BAL-432 | Floor Mounted Balustrade - Glazed - (CBDS) | BAL - BALUSTRADES/ HANDRAILS | Architectural Design | No |  | No | Yes | No | No |  | ACTIVE | Identified as not required by Karlo 26/10/21 |  | Yes | Parent | N/A | not recorded | 1.4.1.1 | Station | RTO | RTO
BAL-450 | Vehicle Barrier (OSD) | Project Engineer's Specification | By Project Engineer | BAL-450 | Vehicle Barrier (OSD) | BAL - BALUSTRADES/ HANDRAILS | Architectural Design | No |  | No | Yes | No | No |  | ACTIVE | Identified as not required by Karlo 26/10/21 |  | Yes | Parent |  |  | 1.4.1.1 | Station | RTO | RTO
BAL-460 | FRP Handrail | 552 | HWW | BAL-460 | FRP Handrail | BAL - BALUSTRADES/ HANDRAILS | Architectural Design | No |  | No | Yes | No | No |  | ACTIVE | Identified as not required by Karlo 31/03/2022 |  | Yes | Parent |  |  | 1.4.1.1 | Station | RTO | RTO
BAL-500 | BALUSTRADE/ HANDRAIL SYSTEMS | [8 empty] | No |  |  |  |  | N/A | Heading only |  | N/A | N/A |  | N/A | N/A | N/A | N/A | N/A | N/A | N/A | N/A | N/A
BAL-501 | Floor Mounted Balustrade - BOH | 552 | HWW | BAL-501 | Floor Mounted Balustrade - BOH | BAL - BALUSTRADES/ HANDRAILS | Architectural Design | No |  | No | Yes | No | No |  | ACTIVE | Identified as not required by Karlo 26/10/21 |  | Yes | Parent | N/A | not recorded | 1.4.1.1 | Station | RTO | RTO
BAL-502 | Side Mounted Balustrade - BOH | 552 | HWW | BAL-502 | Side Mounted Balustrade - BOH | BAL - BALUSTRADES/ HANDRAILS | Architectural Design | No |  | No | Yes | No | No |  | ACTIVE | Identified as not required by Karlo 26/10/21 |  | Yes | Parent | N/A | not recorded | 1.4.1.1 | Station | RTO | RTO
BAL-503 | Floor Mounted Balustrade - Demountable | 552 | HWW | BAL-503 | Floor Mounted Balustrade - Demountable | BAL - BALUSTRADES/ HANDRAILS | Architectural Design | No |  | No | Yes | No | No |  | ACTIVE | Identified as not required by Karlo 26/10/21 |  | Yes | Parent | N/A | not recorded | 1.4.1.1 | Station | RTO | RTO
BAL-530 | Balustrade to Top of Trackside Wall | 552 | HWW | BAL-530 | Balustrade to Top of Trackside Wall | BAL - BALUSTRADES/ HANDRAILS | Architectural Design | No |  | No | Yes | No | No |  | ACTIVE | Identified as not required by Karlo 26/10/21 |  | Yes | Parent | N/A | not recorded | 1.4.1.1 | Station | RTO | RTO
BAL-532 | Balustrade to Roof of La Trobe | 552 | HWW | BAL-532 | Balustrade to Roof of La Trobe | BAL - BALUSTRADES/ HANDRAILS | Architectural Design | No |  | No | Yes | No | No |  | ACTIVE | Identified as not required by Karlo 31/03/2022 |  | Yes | Parent | N/A | not recorded | 1.4.1.1 | Station | RTO | RTO
BAL-550 | Wall Mounted Handrail - BOH | 552 | HWW | BAL-550 | Wall Mounted Handrail - BOH | BAL - BALUSTRADES/ HANDRAILS | Architectural Design | No |  | No | Yes | No | No |  | ACTIVE | Identified as not required by Karlo 26/10/21 |  | Yes | Parent |  |  | 1.4.1.1 | Station | RTO | RTO
BAL-560 | Bumper Rail - BOH | 556 | HWW | BAL-560 | Bumper Rail - BOH | BAL - BALUSTRADES/ HANDRAILS | Architectural Design | No |  | No | Yes | No | No |  | ACTIVE | Identified as not required by Karlo 26/10/21 |  | Yes | Parent |  |  | 1.4.1.1 | Station | RTO | RTO
BAL-570 | Trackside Floor Mounted Handrail - BOH | Project Engineer's Specification | By Project Engineer | BAL-570 | Trackside Floor Mounted Handrail - BOH | BAL - BALUSTRADES/ HANDRAILS | Architectural Design | No |  | No | Yes | No | No |  | ACTIVE | Identified as not required by Karlo 26/10/21 |  | Yes | Parent | N/A | not recorded | 1.4.1.1 | Station | RTO | RTO
BAL-571 | Trackside Wall Mounted Handrail - BOH | Project Engineer's Specification | By Project Engineer | BAL-571 | Trackside Wall Mounted Handrail - BOH | BAL - BALUSTRADES/ HANDRAILS | Architectural Design | No |  | No | Yes | No | No |  | ACTIVE | Identified as not required by Karlo 26/10/21 |  | Yes | Parent |  |  | 1.4.1.1 | Station | RTO | RTO
BAL-600 | ESCALATOR FALL PROTECTION BALUSTRADE SYSTEM | [8 empty] | No |  |  |  |  | N/A | Heading only |  | N/A | N/A |  | N/A | N/A | N/A | N/A | N/A | N/A | N/A | N/A | N/A
BAL-601 | Escalator Fall Protection Balustrade | 552 | HWW | BAL-601 | Escalator Fall Protection Balustrade | BAL - BALUSTRADES/ HANDRAILS | Architectural Design | Yes |  | No | Yes | Yes | Yes |  | ACTIVE | Identified by Karlo 26/10/21 |  | Yes | Parent | Facilities | AN | 1.4.1.1 | Station | RTO | RTO
BLK | BLOCKWORK | [8 empty] | No |  |  |  |  | N/A | Heading only |  | N/A | N/A |  | N/A | N/A | N/A | N/A | N/A | N/A | N/A | N/A | N/A
BLK-100 | BLOCKWORK | [8 empty] | No |  |  |  |  | N/A | Heading only |  | N/A | N/A |  | N/A | N/A | N/A | N/A | N/A | N/A | N/A | N/A | N/A
BLK-101 | Reinforced Blockwork - 190mm | 331 | HWW | BLK-101 | Reinforced Blockwork - 190mm | BLK - BLOCKWORK | Architectural Design | No |  | No | Yes | No | No |  | ACTIVE | Identified as not required by Karlo 26/10/21 |  | Yes | Child |  |  | 1.4.1.1 | Station | RTO | RTO
BLK-102 | Reinforced Blockwork - 290mm | 331 | HWW | BLK-102 | Reinforced Blockwork - 290mm | BLK - BLOCKWORK | Architectural Design | No |  | No | Yes | No | No |  | ACTIVE | Identified as not required by Karlo 26/10/21 |  | Yes | Child |  |  | 1.4.1.1 | Station | RTO | RTO
BLK-105 | Reinforced Blockwork - 140mm | 331 | HWW | BLK-105 | Reinforced Blockwork - 140mm | BLK - BLOCKWORK | Architectural Design | No |  | No | Yes | No | No |  | ACTIVE | Identified as not required by Karlo 26/10/21 |  | Yes | Child |  |  | 1.4.1.1 | Station | RTO | RTO
BLK-200 | BLOCKWORK ACCESSORIES | [8 empty] | No |  |  |  |  | N/A | Heading only |  | N/A | N/A |  | N/A | N/A | N/A | N/A | N/A | N/A | N/A | N/A | N/A
BLK-201 | Blockwork Accessory | Project Engineer's Specification | By Project Engineer | BLK-201 | Blockwork Accessory | BLK - BLOCKWORK | Architectural Design | No |  | No | Yes | No | No |  | ACTIVE | Identified as not required by Karlo 26/10/21 |  | Yes | Child |  |  | 1.4.1.1 | Station | RTO | RTO
BRK | BRICKWORK | [8 empty] | No |  |  |  |  | N/A | Heading only |  | N/A | N/A |  | N/A | N/A | N/A | N/A | N/A | N/A | N/A | N/A | N/A
BRK-100 | BRICKWORK | [8 empty] | No |  |  |  |  | N/A | Heading only |  | N/A | N/A |  | N/A | N/A | N/A | N/A | N/A | N/A | N/A | N/A | N/A
BRK-102 | External Brickwork (ARD) | 331 | HWW | BRK-102 | External Brickwork (ARD) | BRK - BRICKWORK | Architectural Design | No |  | No | Yes | No | No |  | ACTIVE | Identified as not required by Karlo 26/10/21 |  | Yes | Child |  |  | 1.4.1.1 | Station | RTO | RTO
BRK-103 | External Brickwork Arch (ARD) | 331 | HWW | BRK-103 | External Brickwork Arch (ARD) | BRK - BRICKWORK | Architectural Design | No |  | No | Yes | No | No |  | ACTIVE | Identified as not required by Karlo 26/10/21 |  | Yes | Child |  |  | 1.4.1.1 | Station | RTO | RTO
BRK-110 | Sawtooth Brickwork (EPZ) | 331 | HWW | BRK-110 | Sawtooth Brickwork (EPZ) | BRK - BRICKWORK | Architectural Design | No |  | No | Yes | No | No |  | ACTIVE | Identified as not required by Karlo 26/10/21 |  | Yes | Child |  |  | 1.4.1.1 | Station | RTO | RTO
BRK-200 | BRICKWORK ACCESSORIES | [8 empty] | No |  |  |  |  | N/A | Heading only |  | N/A | N/A |  | N/A | N/A | N/A | N/A | N/A | N/A | N/A | N/A | N/A
BRK-201 | Brickwork Accessory | Project Engineer's Specification | By Project Engineer | BRK-201 | Brickwork Accessory | BRK - BRICKWORK | Architectural Design | No |  | No | Yes | No | No |  | ACTIVE | Identified as not required by Karlo 26/10/21 |  | Yes | Child |  |  | 1.4.1.1 | Station | RTO | RTO
BVC | BIRD & VERMIN CONTROL | 481 | [7 empty] | No |  |  |  |  | N/A | Heading only |  | N/A | N/A |  | N/A | N/A | N/A | N/A | N/A | N/A | N/A | N/A | N/A
BVC-100 | PHYSICAL BARRIERS, ELECTRONIC DETERRENTS | 481 | [7 empty] | No |  |  |  |  | N/A | Heading only |  | N/A | N/A |  | N/A | N/A | N/A | N/A | N/A | N/A | N/A | N/A | N/A
BVC-101 | Mesh Screens | 481 | HWW | BVC-101 | Mesh Screens | BVC - BIRD & VERMIN CONTROL | Architectural Design | No |  | No | Yes | No | No |  | ACTIVE | Identified as not required by Karlo 26/10/21 |  |  | Parent | N/A | not recorded | 1.4.1.1 | Station | RTO | RTO
BVC-102 | Net Barriers | 481 | HWW | BVC-102 | Net Barriers | BVC - BIRD & VERMIN CONTROL | Architectural Design | No |  | No | Yes | No | No |  | ACTIVE | Identified as not required by Karlo 26/10/21 |  | Yes | Parent |  |  | 1.4.1.1 | Station | RTO | RTO
BVC-103 | Roost Inhibitors Spikes | 481 | HWW | BVC-103 | Roost Inhibitors Spikes | BVC - BIRD & VERMIN CONTROL | Architectural Design | No |  | No | Yes | No | No |  | ACTIVE | Identified as not required by Karlo 26/10/21 |  | Yes | Child |  |  | 1.4.1.1 | Station | RTO | RTO
BVC-104 | Roost Inhibitor Sprung Wires | 481 | HWW | BVC-104 | Roost Inhibitor Sprung Wires | BVC - BIRD & VERMIN CONTROL | Architectural Design | No |  | No | Yes | No | No |  | ACTIVE | Identified as not required by Karlo 26/10/21 |  | Yes | Child |  |  | 1.4.1.1 | Station | RTO | RTO
BVC-105 | Ultrasonic Bird Deterrent | 481 | HWW | BVC-105 | Ultrasonic Bird Deterrent | BVC - BIRD & VERMIN CONTROL | Architectural Design | Yes |  | No | Yes | Yes | Yes |  | ACTIVE | Identified by Karlo 26/10/21 |  | Yes | Parent |  |  | 1.4.1.1 | Station | RTO | RTO
CAN | CANOPIES / FRAMED STRUCTURES | [8 empty] | No |  |  |  |  | N/A | Heading only |  | N/A | N/A |  | N/A | N/A | N/A | N/A | N/A | N/A | N/A | N/A | N/A
CAN-200 | OSD CANOPIES | [8 empty] | No |  |  |  |  | N/A | Heading only |  | N/A | N/A |  | N/A | N/A | N/A | N/A | N/A | N/A | N/A | N/A | N/A
CAN-201 | OSD Canopy (Type 1) | Project Engineer's Specification | By Project Engineer | CAN-201 | OSD Canopy (Type 1) | CAN - CANOPIES / FRAMED STRUCTURES | Architectural Design | No |  | No | Yes | No | No |  | ACTIVE | Identified as not required by Karlo 26/10/21 |  | Yes | Parent |  |  | 1.4.1.1 | Station | RTO | RTO
CAN-210 | OSD Canopy (Type 2) | Project Engineer's Specification | By Project Engineer | CAN-210 | OSD Canopy (Type 2) | CAN - CANOPIES / FRAMED STRUCTURES | Architectural Design | No |  | No | Yes | No | No |  | ACTIVE | Identified as not required by Karlo 26/10/21 |  | Yes | Parent |  |  | 1.4.1.1 | Station | RTO | RTO
CAN-211 | OSD Entrance Canopy | Project Engineer's Specification | By Project Engineer | CAN-211 | OSD Entrance Canopy | CAN - CANOPIES / FRAMED STRUCTURES | Architectural Design | No |  | No | Yes | No | No |  | ACTIVE | Identified as not required by Karlo 26/10/21 |  | Yes | Parent |  |  | 1.4.1.1 | Station | RTO | RTO
CAN-300 | MODEST PORTAL/ LIFT CANOPIES | [8 empty] | No |  |  |  |  | N/A | Heading only |  | N/A | N/A |  | N/A | N/A | N/A | N/A | N/A | N/A | N/A | N/A | N/A
Code Item Section Design Scope | [9 empty] | No |  |  |  |  | N/A | Heading only |  | N/A | N/A |  | N/A | N/A | N/A | N/A | N/A | N/A | N/A | N/A | N/A
CAN-310 | Modest Portal Entrance Canopy | Project Engineer's Specification | By Project Engineer | CAN-310 | Modest Portal Entrance Canopy | CAN - CANOPIES / FRAMED STRUCTURES | Architectural Design | Yes |  | No | Yes | Yes | Yes |  | ACTIVE | Identified by Karlo 26/10/21 |  | Yes | Parent |  |  | 1.4.1.1 | Station | RTO | RTO
CAN-311 | Modest Portal Lift Lobby Canopy | 451 | HWW | CAN-311 | Modest Portal Lift Lobby Canopy | CAN - CANOPIES / FRAMED STRUCTURES | Architectural Design | Yes |  | No | Yes | Yes | Yes |  | ACTIVE | Identified by Karlo 26/10/21 |  | Yes | Parent |  |  | 1.4.1.1 | Station | RTO | RTO
CLG | SUSPENDED CEILING SYSTEMS | [8 empty] | No |  |  |  |  | N/A | Heading only |  | N/A | N/A |  | N/A | N/A | N/A | N/A | N/A | N/A | N/A | N/A | N/A
CLG-100 | LOOSE FIT CEILING SYSTEMS | [8 empty] | No |  |  |  |  | N/A | Heading only |  | N/A | N/A |  | N/A | N/A | N/A | N/A | N/A | N/A | N/A | N/A | N/A
CLG-101 | Loose Fit Ceiling System - Type 1 | 531 | HWW | CLG-101 | Loose Fit Ceiling System - Type 1 | CLG - SUSPENDED CEILING SYSTEMS | Architectural Design | No |  | No | Yes | No | No |  | NOT IN SCOPE | Identified as not required by Karlo 26/10/21 |  |  | Parent |  |  | 1.4.1.1 | Station | RTO | RTO
CLG-102 | Loose Fit Ceiling System - Type 2 | 531 | HWW | CLG-102 | Loose Fit Ceiling System - Type 2 | CLG - SUSPENDED CEILING SYSTEMS | Architectural Design | No |  | No | Yes | No | No |  | NOT IN SCOPE | Identified as not required by Karlo 26/10/21 |  |  | Parent |  |  | 1.4.1.1 | Station | RTO | RTO
CLG-110 | Loose Fit Ceiling System - Cross Passage | 531 | HWW | CLG-110 | Loose Fit Ceiling System - Cross Passage | CLG - SUSPENDED CEILING SYSTEMS | Architectural Design | No |  | No | Yes | No | No |  | ACTIVE | Identified as not required by Karlo 26/10/21 |  | Yes | Parent |  |  | 1.4.1.1 | Station | RTO | RTO
CLG-111 | Recessed Grid with Acoustic Panels | 531 | HWW | CLG-111 | Recessed Grid with Acoustic Panels | CLG - SUSPENDED CEILING SYSTEMS | Architectural Design | No |  | No | Yes | No | No |  | NOT IN SCOPE | Identified as not required by Karlo 26/10/21 |  |  | Parent |  |  | 1.4.1.1 | Station | RTO | RTO
CLG-200 | METAL CEILING SYSTEMS | [8 empty] | No |  |  |  |  | N/A | Heading only |  | N/A | N/A |  | N/A | N/A | N/A | N/A | N/A | N/A | N/A | N/A | N/A
CLG-201 | Metal Clip-in Ceiling Tile | 531 | HWW | CLG-201 | Metal Clip-in Ceiling Tile | CLG - SUSPENDED CEILING SYSTEMS | Architectural Design | No |  | No | Yes | No | No |  | ACTIVE | Identified as not required by Karlo 26/10/21 |  | Yes | Parent |  |  | 1.4.1.1 | Station | RTO | RTO
CLG-202 | Perforated Metal Ceiling | 531 | HWW | CLG-202 | Perforated Metal Ceiling | CLG - SUSPENDED CEILING SYSTEMS | Architectural Design | No |  | No | Yes | No | No |  | ACTIVE | Identified as not required by Karlo 26/10/21 |  | Yes | Parent |  |  | 1.4.1.1 | Station | RTO | RTO
CLG-203 | Recessed Metal Soffit Panel | 531 | HWW | CLG-203 | Recessed Metal Soffit Panel | CLG - SUSPENDED CEILING SYSTEMS | Architectural Design | No |  | No | Yes | No | No |  | ACTIVE | Identified as not required by Karlo 26/10/21 |  | Yes | Parent |  |  | 1.4.1.1 | Station | RTO | RTO
CLG-260 | Perforated Metal Ceiling - La Trobe | 531 | HWW | CLG-260 | Perforated Metal Ceiling - La Trobe | CLG - SUSPENDED CEILING SYSTEMS | Architectural Design | No |  | No | Yes | No | No |  | ACTIVE | Identified as not required by Karlo 26/10/21 |  | Yes | Parent |  |  | 1.4.1.1 | Station | RTO | RTO
CLG-261 | Capping Plate to the Edge of the Ceiling (CLG-260) | 531 | HWW | CLG-261 | Capping Plate to the Edge of the Ceiling (CLG-260) | CLG - SUSPENDED CEILING SYSTEMS | Architectural Design | No |  | No | Yes | No | No |  | ACTIVE | Identified as not required by Karlo 26/10/21 |  | Yes | Child |  |  | 1.4.1.1 | Station | RTO | RTO
CLG-262 | Perforated Metal Ceiling | 531 | HWW | CLG-262 | Perforated Metal Ceiling - Flinders Link | CLG - SUSPENDED CEILING SYSTEMS | Architectural Design | No |  | No | Yes | No | No |  | ACTIVE | Identified as not required by Karlo 26/10/21 |  | Yes | Parent |  |  | 1.4.1.1 | Station | RTO | RTO
CLG-263 | Perforated Acoustic Openable Metal Ceiling Panel - La Trobe/ DOM | 531 | HWW | CLG-263 | Perforated Acoustic Openable Metal Ceiling Panel - La Trobe/ DOM | CLG - SUSPENDED CEILING SYSTEMS | Architectural Design | Yes |  | No | Yes | Yes | Yes |  | NOT IN SCOPE | Identified by Karlo 26/10/21 |  |  | Parent |  |  | 1.4.1.1 | Station | RTO | RTO
CLG-264 | Metal Ceiling Panel for Stair - DOM | 531 | HWW | CLG-264 | Metal Ceiling Panel for Stair - DOM | CLG - SUSPENDED CEILING SYSTEMS | Architectural Design | No |  | No | Yes | No | No |  | NOT IN SCOPE | Identified as not required by Karlo 26/10/21 |  |  | Child |  |  | 1.4.1.1 | Station | RTO | RTO
CLG-270 | Metal Profiled Soffit Lining - Degraves | 531 | HWW | CLG-270 | Metal Profiled Soffit Lining - Degraves | CLG - SUSPENDED CEILING SYSTEMS | Architectural Design | No |  | No | Yes | No | No |  | ACTIVE | Identified as not required by Karlo 26/10/21 |  | Yes | Parent |  |  | 1.4.1.1 | Station | RTO | RTO
CLG-300 | FLAT GRC CEILING SYSTEMS | [8 empty] | No |  |  |  |  | N/A | Heading only |  | N/A | N/A |  | N/A | N/A | N/A | N/A | N/A | N/A | N/A | N/A | N/A
CLG-301 | Flat GRC Ceiling System | 531 | HWW | CLG-301 | Flat GRC Ceiling System | CLG - SUSPENDED CEILING SYSTEMS | Architectural Design | No |  | No | Yes | No | No |  | ACTIVE | Identified as not required by Karlo 26/10/21 |  | Yes | Parent |  |  | 1.4.1.1 | Station | RTO | RTO
CLG-302 | Flat GRC Ceiling System with Acoustic Perforations | 531 | HWW | CLG-302 | Flat GRC Ceiling System with Acoustic Perforations | CLG - SUSPENDED CEILING SYSTEMS | Architectural Design | No |  | No | Yes | No | No |  | ACTIVE | Identified as not required by Karlo 26/10/21 |  | Yes | Parent |  |  | 1.4.1.1 | Station | RTO | RTO
CLG-400 | GRC CEILING SYSTEMS - ARTICULATED | [8 empty] | No |  |  |  |  | N/A | Heading only |  | N/A | N/A |  | N/A | N/A | N/A | N/A | N/A | N/A | N/A | N/A | N/A
CLG-401 | Articulated Perforated Ceiling System | 531 | HWW | CLG-401 | Articulated Perforated Ceiling System | CLG - SUSPENDED CEILING SYSTEMS | Architectural Design | No |  | No | Yes | No | No |  | NOT IN SCOPE | Identified as not required by Karlo 26/10/21 |  |  | Parent |  |  | 1.4.1.1 | Station | RTO | RTO
CLG-402 | Ceiling System with Advertising | 531 | HWW | CLG-402 | Ceiling System with Advertising | CLG - SUSPENDED CEILING SYSTEMS | Architectural Design | Yes |  | No | Yes | Yes | Yes |  | NOT IN SCOPE | Identified by Karlo 26/10/21 |  |  | Parent |  | SI | 1.4.1.1 | Station | RTO | RTO
CLG-403 | Perforated Ceiling System | 531 | HWW | CLG-403 | Perforated Ceiling System | CLG - SUSPENDED CEILING SYSTEMS | Architectural Design | No |  | No | Yes | No | No |  | NOT IN SCOPE | Identified as not required by Karlo 26/10/21 |  |  | Parent |  |  | 1.4.1.1 | Station | RTO | RTO
CLG-404 | Ceiling System Access Panel | 531 | HWW | CLG-404 | Ceiling System Access Panel | CLG - SUSPENDED CEILING SYSTEMS | Architectural Design | Yes |  | No | Yes | Yes | Yes |  | NOT IN SCOPE | Identified by Karlo 26/10/21 |  |  | Parent |  |  | 1.4.1.1 | Station | RTO | RTO
CLG-450 | Curved Ceiling System | 531 | HWW | CLG-450 | Curved Ceiling System | CLG - SUSPENDED CEILING SYSTEMS | Architectural Design | No |  | No | Yes | No | No |  | NOT IN SCOPE | Identified as not required by Karlo 26/10/21 |  |  | Parent |  |  | 1.4.1.1 | Station | RTO | RTO
CLG-452 | GRC Ceiling System - Trapezoid - Sharkgill Small | 531 | HWW | CLG-452 | GRC Ceiling System - Trapezoid - Sharkgill Small | CLG - SUSPENDED CEILING SYSTEMS | Architectural Design | No |  | No | Yes | No | No |  | NOT IN SCOPE | Identified as not required by Karlo 26/10/21 |  |  | Parent |  |  | 1.4.1.1 | Station | RTO | RTO
CLG-460 | Sloped GRC Soffit (ARD) | 531 | HWW | CLG-460 | Sloped GRC Soffit (ARD) | CLG - SUSPENDED CEILING SYSTEMS | Architectural Design | No |  | No | Yes | No | No |  | NOT IN SCOPE | Identified as not required by Karlo 26/10/21 |  |  | Parent |  |  | 1.4.1.1 | Station | RTO | RTO
CLG-600 | PB / FC FLUSH CEILING SYSTEMS | [8 empty] | No |  |  |  |  | N/A | Heading only |  | N/A | N/A |  | N/A | N/A | N/A | N/A | N/A | N/A | N/A | N/A | N/A
CLG-601 | Plasterboard Ceiling - CSC | 531 | HWW | CLG-601 | Plasterboard Ceiling - CSC | CLG - SUSPENDED CEILING SYSTEMS | Architectural Design | No |  | No | Yes | No | No |  | ACTIVE | Identified as not required by Karlo 26/10/21 |  | Yes | Parent |  |  | 1.4.1.1 | Station | RTO | RTO
CLG-602 | Plasterboard Ceiling - PSO | 531 | HWW | CLG-602 | Plasterboard Ceiling - PSO | CLG - SUSPENDED CEILING SYSTEMS | Architectural Design | No |  | No | Yes | No | No |  | ACTIVE | Identified as not required by Karlo 26/10/21 |  | Yes | Parent |  |  | 1.4.1.1 | Station | RTO | RTO
CLG-603 | Plasterboard Ceiling - Secure | 531 | HWW | CLG-603 | Plasterboard Ceiling - Secure | CLG - SUSPENDED CEILING SYSTEMS | Architectural Design | No |  | No | Yes | No | No |  | ACTIVE | Identified as not required by Karlo 26/10/21 |  | Yes | Parent |  |  | 1.4.1.1 | Station | RTO | RTO
CLG-604 | Plasterboard Ceiling - Water Resistant | 531 | HWW | CLG-604 | Plasterboard Ceiling - Water Resistant | CLG - SUSPENDED CEILING SYSTEMS | Architectural Design | No |  | No | Yes | No | No |  | ACTIVE | Identified as not required by Karlo 26/10/21 |  | Yes | Parent |  |  | 1.4.1.1 | Station | RTO | RTO
CLG-610 | Fire Separating Plasterboard Ceiling System - 2hr FR | 531 | HWW | CLG-610 | Fire Separating Plasterboard Ceiling System - 2hr FR | CLG - SUSPENDED CEILING SYSTEMS | Architectural Design | No |  | No | Yes | No | No |  | ACTIVE | Identified as not required by Karlo 26/10/21 |  | Yes | Parent |  |  | 1.4.1.1 | Station | RTO | RTO
CLG-611 | Acoustic/ Fire Separating Plasterboard Ceiling - 2hr FR | 531 | HWW | CLG-611 | Acoustic/ Fire Separating Plasterboard Ceiling - 2hr FR | CLG - SUSPENDED CEILING SYSTEMS | Architectural Design | No |  | No | Yes | No | No |  | ACTIVE | Identified as not required by Karlo 26/10/21 |  | Yes | Parent |  |  | 1.4.1.1 | Station | RTO | RTO
CLG-612 | Acoustic Non FR Plasterboard Ceiling | 531 | HWW | CLG-612 | Acoustic Non FR Plasterboard Ceiling | CLG - SUSPENDED CEILING SYSTEMS | Architectural Design | No |  | No | Yes | No | No |  | ACTIVE | Identified as not required by Karlo 26/10/21 |  | Yes | Parent |  |  | 1.4.1.1 | Station | RTO | RTO
CLG-613 | Thermal Fire Separating Plasterboard Ceiling System - 2HR FR | 531 | HWW | CLG-613 | Thermal Fire Separating Plasterboard Ceiling System - 2HR FR | CLG - SUSPENDED CEILING SYSTEMS | Architectural Design | No |  | No | Yes | No | No |  | ACTIVE | Identified as not required by Karlo 26/10/21 |  | Yes | Parent |  |  | 1.4.1.1 | Station | RTO | RTO
CLG-614 | Acoustic No Perf No FR Ceiling Plasterboard System | 531 | HWW | CLG-614 | Acoustic No Perf No FR Ceiling Plasterboard System | CLG - SUSPENDED CEILING SYSTEMS | Architectural Design | No |  | No | Yes | No | No |  | ACTIVE | Identified as not required by Karlo 26/10/21 |  | Yes | Parent |  |  | 1.4.1.1 | Station | RTO | RTO
CLG-620 | Acoustic Lay in Ceiling System - BOH | 531 | HWW | CLG-620 | Acoustic Lay in Ceiling System - BOH | CLG - SUSPENDED CEILING SYSTEMS | Architectural Design | No |  | No | Yes | No | No |  | ACTIVE | Identified as not required by Karlo 26/10/21 |  | Yes | Child |  |  | 1.4.1.1 | Station | RTO | RTO
CLG-630 | 2-Way Fire Separating Ceiling - 2HR (PKV Cafe) | 531 | HWW | CLG-630 | 2-Way Fire Separating Ceiling - 2HR (PKV Cafe) | CLG - SUSPENDED CEILING SYSTEMS | Architectural Design | No |  | No | Yes | No | No |  | ACTIVE | Identified as not required by Karlo 26/10/21 |  | Yes | Parent |  |  | 1.4.1.1 | Station | RTO | RTO
CLG-631 | One-way Fire Separating Ceiling - 2HR | 531 | HMM | CLG-631 | One-way Fire Separating Ceiling - 2HR | CLG - SUSPENDED CEILING SYSTEMS | Architectural Design | No |  | No | Yes | No | No |  | ACTIVE | Identified as not required by Karlo 26/10/21 |  | Yes | Parent |  |  | 1.4.1.1 | Station | RTO | RTO
CLG-640 | Acoustic Ceiling Panel System - FR | 531 | HWW | CLG-640 | Acoustic Ceiling Panel System - FR | CLG - SUSPENDED CEILING SYSTEMS | Architectural Design | No |  | No | Yes | No | No |  | ACTIVE | Identified as not required by Karlo 26/10/21 |  | Yes | Parent |  |  | 1.4.1.1 | Station | RTO | RTO
CLG-641 | Under Escalator Ceiling Panel System - FR | 531 | HWW | CLG-641 | Under Escalator Ceiling Panel System - FR | CLG - SUSPENDED CEILING SYSTEMS | Architectural Design | No |  | No | Yes | No | No |  | ACTIVE | Identified as not required by Karlo 26/10/21 |  | Yes | Parent |  |  | 1.4.1.1 | Station | RTO | RTO
CLG-645 | PB Ceiling System - Degraves | 531 | HWW | CLG-645 | PB Ceiling System - Degraves | CLG - SUSPENDED CEILING SYSTEMS | Architectural Design | No |  | No | Yes | No | No |  | ACTIVE | Identified as not required by Karlo 26/10/21 |  | Yes | Parent |  |  | 1.4.1.1 | Station | RTO | RTO
CLG-700 | ACOUSTIC SOFFIT LININGS | [8 empty] | No |  |  |  |  | N/A | Heading only |  | N/A | N/A |  | N/A | N/A | N/A | N/A | N/A | N/A | N/A | N/A | N/A
CLG-701 | BOH Acoustic Fan/ Plenum Ceiling Lining 50mm | 522 | HWW | CLG-701 | BOH Acoustic Fan/ Plenum Ceiling Lining 50mm | CLG - SUSPENDED CEILING SYSTEMS | Architectural Design | No |  | No | Yes | No | No |  | ACTIVE | Identified as not required by Karlo 26/10/21 |  | Yes | Parent |  |  | 1.4.1.1 | Station | RTO | RTO
CLG-702 | BOH Acoustic Fan/ Plenum Ceiling Lining 100mm | 522 | HWW | CLG-702 | BOH Acoustic Fan/ Plenum Ceiling Lining 100mm | CLG - SUSPENDED CEILING SYSTEMS | Architectural Design | No |  | No | Yes | No | No |  | ACTIVE | Identified as not required by Karlo 26/10/21 |  | Yes | Parent |  |  | 1.4.1.1 | Station | RTO | RTO
CRT | CONCRETE FINISHES | [8 empty] | No |  |  |  |  | N/A | Heading only |  | N/A | N/A |  | N/A | N/A | N/A | N/A | N/A | N/A | N/A | N/A | N/A
CRT-100 | IN-SITU/ PRECAST CONCRETE FINISH |  |  | CRT-100 | IN-SITU/ PRECAST CONCRETE FINISH | CRT - CONCRETE FINISHES | Architectural Design | No |  | No | Yes | No | No |  | ACTIVE | New type added 07/10/2022 - Reviewed by KS on 14/10/2022 |  | Yes | Parent |  |  |  |  | #N/A | #N/A
CRT-100 | In-Situ Concrete Finish |  |  | CRT-100 | In-Situ Concrete Finish | CRT - CONCRETE FINISHES | Architectural Design | No |  | No | Yes | No | No |  | ACTIVE | New type added 07/10/2022 - Reviewed by KS on 14/10/2022 |  | Yes | Parent |  |  |  |  | #N/A | #N/A
CRT-200 | Precast Concrete Finish |  |  | CRT-200 | Precast Concrete Finish | CRT - CONCRETE FINISHES | Architectural Design | No |  | No | Yes | No | No |  | ACTIVE | New type added 07/10/2022 - Reviewed by KS on 14/10/2022 |  | Yes | Parent |  |  |  |  | #N/A | #N/A
DST | DOORSETS | [8 empty] | No |  |  |  |  | N/A | Heading only |  | N/A | N/A |  | N/A | N/A | N/A | N/A | N/A | N/A | N/A | N/A | N/A
DST-100 | DOORSETS | [8 empty] | No |  |  |  |  | N/A | Heading only |  | N/A | N/A |  | N/A | N/A | N/A | N/A | N/A | N/A | N/A | N/A | N/A
DST-101 | BOH - Standard Doorset | 453 | HWW | DST-101 | BOH - Standard Doorset | DST - DOORSETS | Architectural Design | Yes |  | No | Yes | Yes | Yes |  | ACTIVE | Identified by Karlo 26/10/21 |  | Yes | Parent | Facilities | D0 | 1.4.1.1 | Station | RTO | RTO
DST-110 | FOH - Standard Doorset | 453 | HWW | DST-110 | FOH - Standard Doorset | DST - DOORSETS | Architectural Design | Yes |  | No | Yes | Yes | Yes |  | ACTIVE | Identified by Karlo 26/10/21 |  | Yes | Parent | Facilities | D0 | 1.4.1.1 | Station | RTO | RTO
DST-120 | BOH - Acoustic Doorset | 453 | HWW | DST-120 | BOH - Acoustic Doorset | DST - DOORSETS | Architectural Design | Yes |  | No | Yes | Yes | Yes |  | ACTIVE | Identified by Karlo 26/10/21 |  | Yes | Parent | Facilities | D0 | 1.4.1.1 | Station | RTO | RTO
DST-121 | BOH - Large Acoustic Doorset | 453 | HWW | DST-121 | BOH - Large Acoustic Doorset | DST - DOORSETS | Architectural Design | Yes |  | No | Yes | Yes | Yes |  | ACTIVE | Identified by Karlo 26/10/21 |  | Yes | Parent | Facilities | D0 | 1.4.1.1 | Station | RTO | RTO
DST-125 | Sliding Doorset | 453 | HWW | DST-125 | Sliding Doorset | DST - DOORSETS | Architectural Design | Yes |  | No | Yes | Yes | Yes |  | ACTIVE | Identified by Karlo 26/10/21 |  | Yes | Parent | Facilities | D0 | 1.4.1.1 | Station | RTO | RTO
DST-126 | Sliding Doorset - DDA WC's | 453 | HWW | DST-126 | Sliding Doorset - DDA WC's | DST - DOORSETS | Architectural Design | Yes |  | No | Yes | Yes | Yes |  | ACTIVE | Identified by Karlo 26/10/21 |  | Yes | Parent | Facilities | D0 | 1.4.1.1 | Station | RTO | RTO
DST-127 | Sliding Doorset RNERV | 453 | HWW | DST-127 | Sliding Doorset RNERV | DST - DOORSETS | Architectural Design | Yes |  | No | Yes | Yes | Yes |  | ACTIVE | Identified by Karlo 26/10/21 |  | Yes | Parent | Facilities | D0 | 1.4.1.1 | Station | RTO | RTO
DST-200 | GLAZED / FRAMED DOORSETS | [8 empty] | No |  |  |  |  | N/A | Heading only |  | N/A | N/A |  | N/A | N/A | N/A | N/A | N/A | N/A | N/A | N/A | N/A
DST-205 | Glazed Frameless Single Doorset | 451 | HWW | DST-205 | Glazed Frameless Single Doorset | DST - DOORSETS | Architectural Design | Yes |  | No | Yes | Yes | Yes |  | ACTIVE | Identified by Karlo 26/10/21 |  | Yes | Parent | Facilities | D0 | 1.4.1.1 | Station | RTO | RTO
DST-210 | Glazed Fire Escape Single Doorset | 451 | HWW | DST-210 | Glazed Fire Escape Single Doorset | DST - DOORSETS | Architectural Design | Yes |  | No | Yes | Yes | Yes |  | ACTIVE | Identified by Karlo 26/10/21 |  | Yes | Parent | Facilities | D0 | 1.4.1.1 | Station | RTO | RTO
DST-220 | Glazed Frameless Doorset with Coloured Interlayer | 451 | HWW | DST-220 | Glazed Frameless Doorset with Coloured Interlayer | DST - DOORSETS | Architectural Design | Yes |  | No | Yes | Yes | Yes |  | ACTIVE | Identified by Karlo 26/10/21 |  | Yes | Parent | Facilities | D0 | 1.4.1.1 | Station | RTO | RTO
Code Item Section Design Scope | [9 empty] | No |  |  |  |  | N/A | Heading only |  | N/A | N/A |  | N/A | N/A | N/A | N/A | N/A | N/A | N/A | N/A | N/A
DST-225 | Glazed Frameless Double Doorset | 451 | HWW | DST-225 | Glazed Frameless Double Doorset | DST - DOORSETS | Architectural Design | Yes |  | No | Yes | Yes | Yes |  | ACTIVE | Identified by Karlo 26/10/21 |  | Yes | Parent | Facilities | D0 | 1.4.1.1 | Station | RTO | RTO
DST-230 | Fire Escape Double Doorset | 453 | HWW | DST-230 | Fire Escape Double Doorset | DST - DOORSETS | Architectural Design | Yes |  | No | Yes | Yes | Yes |  | ACTIVE | Identified by Karlo 26/10/21 |  | Yes | Parent | Facilities | D0 | 1.4.1.1 | Station | RTO | RTO
DST-231 | Coloured Glass Single Doorset (Cafe) | 451 | HWW | DST-231 | Coloured Glass Single Doorset (Cafe) | DST - DOORSETS | Architectural Design | Yes |  | No | Yes | Yes | Yes |  | ACTIVE | Identified by Karlo 26/10/21 |  | Yes | Parent | Facilities | D0 | 1.4.1.1 | Station | RTO | RTO
DST-232 | BOH Coloured Glass Door with Ceramic Frit Framing - Double | 451 | HWW | DST-232 | BOH Coloured Glass Door with Ceramic Frit Framing - Double | DST - DOORSETS | Architectural Design | Yes |  | No | Yes | Yes | Yes |  | ACTIVE | Identified by Karlo 26/10/21 |  | Yes | Parent | Facilities | D0 | 1.4.1.1 | Station | RTO | RTO
DST-233 | Coloured Glass Double Doorset (Café) | 451 | HWW | DST-233 | Coloured Glass Double Doorset (Café) | DST - DOORSETS | Architectural Design | No |  | No | Yes | No | No |  | ACTIVE | Identified as not required by Karlo 31/03/2022 |  | Yes | Parent | N/A | not recorded | 1.4.1.1 | Station | RTO | RTO
DST-240 | Arches Retail Doorset Double Door | 451 | HWW | DST-240 | Arches Retail Doorset Double Door | DST - DOORSETS | Architectural Design | Yes |  | No | Yes | Yes | Yes |  | ACTIVE | Identified by Karlo 26/10/21 |  | Yes | Parent | Facilities | D0 | 1.4.1.1 | Station | RTO | RTO
DST-241 | Retail 1,2,3,4 Doorset (Barwise Street) | 451 | HWW | DST-241 | Retail 1,2,3,4 Doorset (Barwise Street) | DST - DOORSETS | Architectural Design | Yes |  | No | Yes | Yes | Yes |  | ACTIVE | Identified by Karlo 26/10/21 |  | Yes | Parent | Facilities | D0 | 1.4.1.1 | Station | RTO | RTO
DST-242 | Retail 5 Doorset (South Facing) | 451 | HWW | DST-242 | Retail 5 Doorset (South Facing) | DST - DOORSETS | Architectural Design | Yes |  | No | Yes | Yes | Yes |  | ACTIVE | Identified by Karlo 26/10/21 |  | Yes | Parent | Facilities | D0 | 1.4.1.1 | Station | RTO | RTO
DST-243 | Double Swing Back of House Metal Door within Precast Panel (EWS-210) | 451 | HWW | DST-243 | Double Swing Back of House Metal Door within Precast Panel (EWS-210) | DST - DOORSETS | Architectural Design | Yes |  | No | Yes | Yes | Yes |  | ACTIVE | Identified by Karlo 26/10/21 |  | Yes | Parent | Facilities | D0 | 1.4.1.1 | Station | RTO | RTO
DST-244 | External Facade Single Door with Fixed Side Panel | 451 | HWW | DST-244 | External Facade Single Door with Fixed Side Panel | DST - DOORSETS | Architectural Design | Yes |  | No | Yes | Yes | Yes |  | ACTIVE | Identified by Karlo 26/10/21 |  | Yes | Parent | Facilities | D0 | 1.4.1.1 | Station | RTO | RTO
DST-245 | Double Swing Coloured Glass Back of House Door and Side Panel within Precast Concrete Panel | 451 | HWW | DST-245 | Double Swing Coloured Glass Back of House Door and Side Panel within Precast Concrete Panel | DST - DOORSETS | Architectural Design | Yes |  | No | Yes | Yes | Yes |  | ACTIVE | Identified by Karlo 26/10/21 |  | Yes | Parent | Facilities | D0 | 1.4.1.1 | Station | RTO | RTO
DST-246 | Double Glazed Single Leaf Pivot Door Part of WIN-202 Retail Box | 451 | HWW | DST-246 | Double Glazed Single Leaf Pivot Door Part of WIN-202 Retail Box | DST - DOORSETS | Architectural Design | Yes |  | No | Yes | Yes | Yes |  | ACTIVE | Identified by Karlo 26/10/21 |  | Yes | Parent | Facilities | D0 | 1.4.1.1 | Station | RTO | RTO
DST-247 | Arches Retail Doorset Single Door | 451 | HWW | DST-247 | Arches Retail Doorset Single Door | DST - DOORSETS | Architectural Design | Yes |  | No | Yes | Yes | Yes |  | ACTIVE | Identified by Karlo 26/10/21 |  | Yes | Parent | Facilities | D0 | 1.4.1.1 | Station | RTO | RTO
DST-248 | Arches Retail Doorset Colour Back Glass Sliding Door | 451 | HWW | DST-248 | Arches Retail Doorset Colour Back Glass Sliding Door | DST - DOORSETS | Architectural Design | Yes |  | No | Yes | Yes | Yes |  | ACTIVE | Identified by Karlo 26/10/21 |  | Yes | Parent | Facilities | D0 | 1.4.1.1 | Station | RTO | RTO
DST-249 | Sliding Double Glazed Retail Door System | 451 | HWW | DST-249 | Sliding Double Glazed Retail Door System | DST - DOORSETS | Architectural Design | Yes |  | No | Yes | Yes | Yes |  | ACTIVE | Identified by Karlo 26/10/21 |  | Yes | Parent | Facilities | D0 | 1.4.1.1 | Station | RTO | RTO
DST-251 | Retail Bifold Windows | 451 | HWW | DST-251 | Retail Bifold Windows | DST - DOORSETS | Architectural Design | Yes |  | No | Yes | Yes | Yes |  | ACTIVE | Identified by Karlo 26/10/21 |  | Yes | Parent |  |  | 1.4.1.1 | Station | RTO | RTO
DST-300 | ROLLER SHUTTERS | [8 empty] | No |  |  |  |  | N/A | Heading only |  | N/A | N/A |  | N/A | N/A | N/A | N/A | N/A | N/A | N/A | N/A | N/A
DST-301 | Roller Shutter - FOH | 454 | HWW | DST-301 | Roller Shutter - FOH | DST - DOORSETS | Architectural Design | Yes |  | No | Yes | Yes | Yes |  | ACTIVE | Identified by Karlo 26/10/21 |  | Yes | Parent |  |  | 1.4.1.1 | Station | RTO | RTO
DST-302 | Fire Rated Roller Shutter - FOH | 454 | HWW | DST-302 | Fire Rated Roller Shutter - FOH | DST - DOORSETS | Architectural Design | Yes |  | No | Yes | Yes | Yes |  | ACTIVE | Identified by Karlo 26/10/21 |  | Yes | Parent |  |  | 1.4.1.1 | Station | RTO | RTO
DST-303 | Side Roller Shutter - Degraves | 454 | HWW | DST-303 | Roller Shutter - Degraves | DST - DOORSETS | Architectural Design | Yes |  | No | Yes | Yes | Yes |  | ACTIVE | Identified by Karlo 26/10/21 |  | Yes | Parent |  |  | 1.4.1.1 | Station | RTO | RTO
DST-304 | Roller Shutter - Degraves (FR) | 454 | HWW | DST-304 | Roller Shutter - Degraves (FR) | DST - DOORSETS | Architectural Design | No |  | No | Yes | No | No |  | ACTIVE | Identified as not required by Karlo 31/03/2022 |  | Yes | Parent |  |  | 1.4.1.1 | Station | RTO | RTO
DST-310 | CSC Roller Shutter (Security) | 454 | HWW | DST-310 | CSC Roller Shutter (Security) | DST - DOORSETS | Architectural Design | Yes |  | No | Yes | Yes | Yes |  | ACTIVE | Identified by Karlo 26/10/21 |  | Yes | Parent |  |  | 1.4.1.1 | Station | RTO | RTO
DST-315 | Roller Shutter - CSC (ARD) | 454 | HWW | DST-315 | Roller Shutter - CSC (ARD) | DST - DOORSETS | Architectural Design | Yes |  | No | Yes | Yes | Yes |  | ACTIVE | Identified by Karlo 26/10/21 |  | Yes | Parent |  |  | 1.4.1.1 | Station | RTO | RTO
DST-320 | Roller Shutter - Trackside | 454 | HWW | DST-320 | Roller Shutter - Trackside | DST - DOORSETS | Architectural Design | Yes |  | No | Yes | Yes | Yes |  | ACTIVE | Identified by Karlo 26/10/21 |  | Yes | Parent |  |  | 1.4.1.1 | Station | RTO | RTO
DST-400 | WALL ACCESS HATCH / ACCESS PANEL | [8 empty] | No |  |  |  |  | N/A | Heading only |  | N/A | N/A |  | N/A | N/A | N/A | N/A | N/A | N/A | N/A | N/A | N/A
DST-401 | Wall Access Panel | 453 | HWW | DST-401 | Wall Access Panel | DST - DOORSETS | Architectural Design | Yes |  | No | Yes | Yes | Yes |  | ACTIVE | Identified by Karlo 26/10/21 |  | Yes | Parent |  |  | 1.4.1.1 | Station | RTO | RTO
DST-500 | SPECIALISED DOORSETS | [8 empty] | No |  |  |  |  | N/A | Heading only |  | N/A | N/A |  | N/A | N/A | N/A | N/A | N/A | N/A | N/A | N/A | N/A
DST-502 | Louvred Door | 453 | HWW | DST-502 | Louvred Door | DST - DOORSETS | Architectural Design | Yes |  | No | Yes | Yes | Yes |  | ACTIVE | Identified by Karlo 26/10/21 |  | Yes | Parent | Facilities | D0 | 1.4.1.1 | Station | RTO | RTO
DST-503 | Overclad Louvred Door | 453 | HWW | DST-503 | Overclad Louvred Door | DST - DOORSETS | Architectural Design | Yes |  | No | Yes | Yes | Yes |  | ACTIVE | Identified by Karlo 26/10/21 |  | Yes | Parent | Facilities | D0 | 1.4.1.1 | Station | RTO | RTO
DST-505 | Overclad Metal Single Doorset (Cafe) | 453 | HWW | DST-505 | Overclad Metal Single Doorset (Cafe) | DST - DOORSETS | Architectural Design | Yes |  | No | Yes | Yes | Yes |  | ACTIVE | Identified by Karlo 26/10/21 |  | Yes | Parent | Facilities | D0 | 1.4.1.1 | Station | RTO | RTO
DST-550 | Metal Gate (CBDS) | 453 | HWW | DST-550 | Metal Gate (CBDS) | DST - DOORSETS | Architectural Design | Yes |  | No | Yes | Yes | Yes |  | ACTIVE | Identified by Karlo 26/10/21 |  | Yes | Parent |  |  | 1.4.1.1 | Station | RTO | RTO
DST-551 | Self Closing Gate | 453 | HWW | DST-551 | Self Closing Gate | DST - DOORSETS | Architectural Design | Yes |  | No | Yes | Yes | Yes |  | ACTIVE | Identified by Karlo 26/10/21 |  | Yes | Parent |  |  | 1.4.1.1 | Station | RTO | RTO
DST-552 | Stainless Steel External Gate | 453 | HWW | DST-552 | Stainless Steel External Gate | DST - DOORSETS | Architectural Design | Yes |  | No | Yes | Yes | Yes |  | NOT IN SCOPE | Identified by Karlo 26/10/21 |  |  | Parent |  |  | 1.4.1.1 | Station | RTO | RTO
DST-553 | Metal Mesh Gate (PKV Cafe) | 453 | HWW | DST-553 | Metal Mesh Gate (PKV Cafe) | DST - DOORSETS | Architectural Design | Yes |  | No | Yes | Yes | TBC |  | NOT IN SCOPE | Identified by Karlo 31/03/2022 |  |  | Parent |  |  | 1.4.1.1 | Station | RTO | RTO
DST-560 | Flood Doorset with Over Cladding - External | 453 | HWW | DST-560 | Flood Doorset with Over Cladding - External | DST - DOORSETS | Architectural Design | Yes |  | No | Yes | Yes | Yes |  | ACTIVE | Identified by Karlo 26/10/21 |  | Yes | Parent | Facilities | D0 | 1.4.1.1 | Station | RTO | RTO
DST-562 | Overclad Single Doorset | 453 | HWW | DST-562 | Overclad Single Doorset | DST - DOORSETS | Architectural Design | Yes |  | No | Yes | Yes | Yes |  | ACTIVE | Identified by Karlo 26/10/21 |  | Yes | Parent | Facilities | D0 | 1.4.1.1 | Station | RTO | RTO
DST-563 | Overclad Double Doorset | 453 | HWW | DST-563 | Overclad Double Doorset | DST - DOORSETS | Architectural Design | Yes |  | No | Yes | Yes | Yes |  | ACTIVE | Identified by Karlo 26/10/21 |  | Yes | Parent | Facilities | D0 | 1.4.1.1 | Station | RTO | RTO
DST-564 | Single Doorset Overclad with Overclad | 453 | HWW | DST-564 | Single Doorset Overclad with EWS-701 | DST - DOORSETS | Architectural Design | Yes |  | No | Yes | Yes | Yes |  | ACTIVE | Identified by Karlo 26/10/21 |  | Yes | Parent | Facilities | D0 | 1.4.1.1 | Station | RTO | RTO
DST-565 | Glazed Sliding Doorset | 451 | HWW | DST-565 | Glazed Sliding Doorset | DST - DOORSETS | Architectural Design | Yes |  | No | Yes | Yes | Yes |  | ACTIVE | Identified by Karlo 26/10/21 |  | Yes | Parent | Facilities | D0 | 1.4.1.1 | Station | RTO | RTO
DST-566 | Sliding Fire Doorset | 453 | HWW | DST-566 | Sliding Fire Doorset | DST - DOORSETS | Architectural Design | Yes |  | No | Yes | Yes | Yes |  | ACTIVE | Identified by Karlo 26/10/21 |  | Yes | Parent | Facilities | D0 | 1.4.1.1 | Station | RTO | RTO
DST-570 | Partition Wall Doorset | 453 | HWW | DST-570 | Partition Wall Doorset | DST - DOORSETS | Architectural Design | Yes |  | No | Yes | Yes | Yes |  | ACTIVE | Identified by Karlo 26/10/21 |  | Yes | Parent | Facilities | D0 | 1.4.1.1 | Station | RTO | RTO
DST-571 | Fire Rated Side Roller Shutter - Degraves | 453 | HWW | DST-571 | Sliding Fire Door - Degraves | DST - DOORSETS | Architectural Design | Yes |  | No | Yes | Yes | Yes |  | ACTIVE | Identified by Karlo 26/10/21 |  | Yes | Parent | Facilities | D0 | 1.4.1.1 | Station | RTO | RTO
DST-572 | Sliding Doorset - Degraves | 453 | HWW | DST-572 | Sliding Doorset - Degraves | DST - DOORSETS | Architectural Design | No |  | No | Yes | No | No |  | ACTIVE | Identified as not required by Karlo 31/03/2022 |  | Yes | Parent | N/A | not recorded | 1.4.1.1 | Station | RTO | RTO
DST-700 | LIFT DOOR | [8 empty] | No |  |  |  |  | N/A | Heading only |  | N/A | N/A |  | N/A | N/A | N/A | N/A | N/A | N/A | N/A | N/A | N/A
DST-703 | Overclad Lift Door | 453 | By Project Engineer | DST-703 | Overclad Lift Door | DST - DOORSETS | Architectural Design | Yes |  | No | Yes | Yes | Yes |  | ACTIVE | Identified by Karlo 26/10/21 |  | Yes | Parent | Facilities | D0 | 1.4.3.1 | Station Vertical Transport | RTO | RTO
EWS | EXTERNAL WALL SYSTEMS | [8 empty] | No |  |  |  |  | N/A | Heading only |  | N/A | N/A |  | N/A | N/A | N/A | N/A | N/A | N/A | N/A | N/A | N/A
EWS-100 | GLAZED WALL SYSTEM | [8 empty] | No |  |  |  |  | N/A | Heading only |  | N/A | N/A |  | N/A | N/A | N/A | N/A | N/A | N/A | N/A | N/A | N/A
EWS-101 | External Retail Curtain Wall System | 432 | HWW | EWS-101 | External Retail Curtain Wall System | EWS - EXTERNAL WALL SYSTEMS | Architectural Design | No |  | No | Yes | No | No |  | ACTIVE | Identified as not required by Karlo 26/10/21 |  | Yes | Child |  |  | 1.4.1.1 | Station | RTO | RTO
EWS-102 | Retail External Curtain Wall System with Hidden Frame | 432 | HWW | EWS-102 | Retail External Curtain Wall System with Hidden Frame | EWS - EXTERNAL WALL SYSTEMS | Architectural Design | No |  | No | Yes | No | No |  | ACTIVE | Identified as not required by Karlo 26/10/21 |  | Yes | Child |  |  | 1.4.1.1 | Station | RTO | RTO
EWS-103 | External Retail Curtain Wall System - Curved | 432 | HWW | EWS-103 | External Retail Curtain Wall System - Curved | EWS - EXTERNAL WALL SYSTEMS | Architectural Design | No |  | No | Yes | No | No |  | ACTIVE | Identified as not required by Karlo 26/10/21 |  | Yes | Child |  |  | 1.4.1.1 | Station | RTO | RTO
EWS-104 | External Retail Curtain Wall System with Coloured Glass | 432 | HWW | EWS-104 | External Retail Curtain Wall System with Coloured Glass | EWS - EXTERNAL WALL SYSTEMS | Architectural Design | No |  | No | Yes | No | No |  | ACTIVE | Identified as not required by Karlo 26/10/21 |  | Yes | Child |  |  | 1.4.1.1 | Station | RTO | RTO
EWS-105 | External Retail Curtain Wall System with Integrated Louvred Vent Panel | 432 | HWW | EWS-105 | External Retail Curtain Wall System with Integrated Louvred Vent Panel | EWS - EXTERNAL WALL SYSTEMS | Architectural Design | No |  | No | Yes | No | No |  | ACTIVE | Identified as not required by Karlo 26/10/21 |  |  | Child | N/A | not recorded | 1.4.1.1 | Station | RTO | RTO
EWS-106 | Unitised Uninsulated Coloured Glass Cladding | 432 | HWW | EWS-106 | Unitised Uninsulated Coloured Glass Cladding | EWS - EXTERNAL WALL SYSTEMS | Architectural Design | No |  | No | Yes | No | No |  | ACTIVE | Identified as not required by Karlo 26/10/21 |  | Yes | Child |  |  | 1.4.1.1 | Station | RTO | RTO
EWS-110 | Rain Screen Curtain Wall System with Sloped Upstand and Hanging Rail Over Void Edge | 432 | HWW | EWS-110 | Rain Screen Curtain Wall System with Sloped Upstand and Hanging Rail Over Void Edge | EWS - EXTERNAL WALL SYSTEMS | Architectural Design | No |  | No | Yes | No | No |  | ACTIVE | Identified as not required by Karlo 26/10/21 |  |  | Child | N/A | not recorded | 1.4.1.1 | Station | RTO | RTO
EWS-111 | Glass with Triangular Transoms Curtain Wall System | 432 | HWW | EWS-111 | Glass with Triangular Transoms Curtain Wall System | EWS - EXTERNAL WALL SYSTEMS | Architectural Design | No |  | No | Yes | No | No |  | ACTIVE | Identified as not required by Karlo 26/10/21 |  | Yes | Child |  |  | 1.4.1.1 | Station | RTO | RTO
EWS-112 | Plinth Mounted Glazed Facade System (Portal) | 432 | HWW | EWS-112 | Plinth Mounted Glazed Facade System (Portal) | EWS - EXTERNAL WALL SYSTEMS | Architectural Design | No |  | No | Yes | No | No |  | ACTIVE | Identified as not required by Karlo 26/10/21 |  | Yes | Child |  |  | 1.4.1.1 | Station | RTO | RTO
EWS-113 | Floor Mounted Glazed Façade System (Portal) | 432 | HWW | EWS-113 | Floor Mounted Glazed Façade System (Portal) | EWS - EXTERNAL WALL SYSTEMS | Architectural Design | No |  | No | Yes | No | No |  | ACTIVE | Identified as not required by Karlo 26/10/21 |  | Yes | Child | N/A | not recorded | 1.4.1.1 | Station | RTO | RTO
EWS-114 | High Level Glazed Façade System above CAN-310 (Portal) | 432 | HWW | EWS-114 | High Level Glazed Façade System above CAN-310 (Portal) | EWS - EXTERNAL WALL SYSTEMS | Architectural Design | No |  | No | Yes | No | No |  | ACTIVE | Identified as not required by Karlo 26/10/21 |  | Yes | Child |  |  | 1.4.1.1 | Station | RTO | RTO
EWS-115 | Rain Screen Curtain Wall System | 432 | HWW | EWS-115 | Rain Screen Curtain Wall System | EWS - EXTERNAL WALL SYSTEMS | Architectural Design | No |  | No | Yes | No | No |  | ACTIVE | Identified as not required by Karlo 26/10/21 |  |  | Child | N/A | not recorded | 1.4.1.1 | Station | RTO | RTO
EWS-116 | Unitised Rainscreen Curtain Wall System | 432 | HWW | EWS-116 | Unitised Rainscreen Curtain Wall System | EWS - EXTERNAL WALL SYSTEMS | Architectural Design | No |  | No | Yes | No | No |  | ACTIVE | Identified as not required by Karlo 26/10/21 |  |  | Child | N/A | not recorded | 1.4.1.1 | Station | RTO | RTO
EWS-119 | Folded Metallic Rainscreen Cladding | 431 | HWW | EWS-119 | Folded Metallic Rainscreen Cladding | EWS - EXTERNAL WALL SYSTEMS | Architectural Design | No |  | No | Yes | No | No |  | RETIRED | Type No longer in ARC TRS 07/10/2022 |  |  | Child | N/A | not recorded | 1.4.1.1 | Station | RTO | RTO
Code Item Section Design Scope | [9 empty] | No |  |  |  |  | N/A | Heading only |  | N/A | N/A |  | N/A | N/A | N/A | N/A | N/A | N/A | N/A | N/A | N/A
EWS-120 | Plinth Mounted Glazed Facade System (DOM) | 432 | HWW | EWS-120 | Plinth Mounted Glazed Facade System (DOM) | EWS - EXTERNAL WALL SYSTEMS | Architectural Design | No |  | No | Yes | No | No |  | ACTIVE | Identified as not required by Karlo 26/10/21 |  | Yes | Child |  |  | 1.4.1.1 | Station | RTO | RTO
EWS-130 | External Glazed Curtain Wall | 432 | HWW | EWS-130 | External Glazed Curtain Wall | EWS - EXTERNAL WALL SYSTEMS | Architectural Design | No |  | No | Yes | No | No |  | ACTIVE | Identified as not required by Karlo 26/10/21 |  | Yes | Child |  |  | 1.4.1.1 | Station | RTO | RTO
EWS-140 | Retail Cladding to Retail Pod at Tram Platform | 432 | HWW | EWS-140 | Retail Cladding to Retail Pod at Tram Platform | EWS - EXTERNAL WALL SYSTEMS | Architectural Design | No |  | No | Yes | No | No |  | ACTIVE | Identified as not required by Karlo 31/03/2022 |  | Yes | Child |  |  | 1.4.1.1 | Station | RTO | RTO
EWS-200 | PRECAST CONCRETE PANEL SYSTEM | [8 empty] | No |  |  |  |  | N/A | Heading only |  | N/A | N/A |  | N/A | N/A | N/A | N/A | N/A | N/A | N/A | N/A | N/A
EWS-201 | Precast Concrete Wall Panel - Brick Facing Infill (ARD) | 435 | HWW | EWS-201 | Precast Concrete Wall Panel - Brick Facing Infill (ARD) | EWS - EXTERNAL WALL SYSTEMS | Architectural Design | No |  | No | Yes | No | No |  | ACTIVE | Identified as not required by Karlo 26/10/21 |  | Yes | Parent |  |  | 1.4.1.1 | Station | RTO | RTO
EWS-202 | Precast Concrete Wall Top Panel - Brick Facing Infill (ARD) | 435 | HWW | EWS-202 | Precast Concrete Wall Top Panel - Brick Facing Infill (ARD) | EWS - EXTERNAL WALL SYSTEMS | Architectural Design | No |  | No | Yes | No | No |  | ACTIVE | Identified as not required by Karlo 26/10/21 |  | Yes | Parent |  |  | 1.4.1.1 | Station | RTO | RTO
EWS-203 | Precast Concrete Wall Base Panel - Brick Facing Infill (ARD) | 435 | HWW | EWS-203 | Precast Concrete Wall Base Panel - Brick Facing Infill (ARD) | EWS - EXTERNAL WALL SYSTEMS | Architectural Design | No |  | No | Yes | No | No |  | ACTIVE | Identified as not required by Karlo 26/10/21 |  | Yes | Parent |  |  | 1.4.1.1 | Station | RTO | RTO
EWS-204 | Precast Concrete Wall Nosing Panel (ARD) | 435 | HWW | EWS-204 | Precast Concrete Wall Nosing Panel (ARD) | EWS - EXTERNAL WALL SYSTEMS | Architectural Design | No |  | No | Yes | No | No |  | ACTIVE | Identified as not required by Karlo 26/10/21 |  | Yes | Child |  |  | 1.4.1.1 | Station | RTO | RTO
EWS-205 | Concrete Arch Base Infill (ARD) | 435 | HWW | EWS-205 | Concrete Arch Base Infill (ARD) | EWS - EXTERNAL WALL SYSTEMS | Architectural Design | No |  | No | Yes | No | No |  | ACTIVE | Identified as not required by Karlo 26/10/21 |  | Yes | Child |  |  | 1.4.1.1 | Station | RTO | RTO
EWS-206 | Concrete Panel Skirting (ARD) | 435 | HWW | EWS-206 | Concrete Panel Skirting (ARD) | EWS - EXTERNAL WALL SYSTEMS | Architectural Design | No |  | No | Yes | No | No |  | ACTIVE | Identified as not required by Karlo 26/10/21 |  | Yes | Child | N/A | not recorded | 1.4.1.1 | Station | RTO | RTO
EWS-210 | Removable Glass Reinforced Concrete (GRC) Nosing Panel (ARD) | 435 | HWW | EWS-210 | Removable Glass Reinforced Concrete (GRC) Nosing Panel (ARD) | EWS - EXTERNAL WALL SYSTEMS | Architectural Design | No |  | No | Yes | No | No |  | ACTIVE | Identified as not required by Karlo 26/10/21 |  | Yes | Child |  |  | 1.4.1.1 | Station | RTO | RTO
EWS-220 | Precast Concrete Arch Panel - Brick Facing Infill (Type F) (ARD) | 435 | HWW | EWS-220 | Precast Concrete Arch Panel - Brick Facing Infill (Type F) (ARD) | EWS - EXTERNAL WALL SYSTEMS | Architectural Design | No |  | No | Yes | No | No |  | ACTIVE | Identified as not required by Karlo 26/10/21 |  | Yes | Parent |  |  | 1.4.1.1 | Station | RTO | RTO
EWS-221 | Precast Concrete Arch Panel - Bench and Brick Facing Infill (Type A) (ARD) | 435 | HWW | EWS-221 | Precast Concrete Arch Panel - Bench and Brick Facing Infill (Type A) (ARD) | EWS - EXTERNAL WALL SYSTEMS | Architectural Design | No |  | No | Yes | No | No |  | ACTIVE | Identified as not required by Karlo 26/10/21 |  | Yes | Parent |  |  | 1.4.1.1 | Station | RTO | RTO
EWS-222 | Precast Concrete Arch Panel - Opening and Brick Facing Infill (Type B & D) (ARD) | 435 | HWW | EWS-222 | Precast Concrete Arch Panel - Opening and Brick Facing Infill (Type B & D) (ARD) | EWS - EXTERNAL WALL SYSTEMS | Architectural Design | No |  | No | Yes | No | No |  | ACTIVE | Identified as not required by Karlo 26/10/21 |  | Yes | Parent |  |  | 1.4.1.1 | Station | RTO | RTO
EWS-223 | Precast Concrete Arch Panel - FFE and Brick Facing Infill (Type C) (ARD) | 435 | HWW | EWS-223 | Precast Concrete Arch Panel - FFE and Brick Facing Infill (Type C) (ARD) | EWS - EXTERNAL WALL SYSTEMS | Architectural Design | No |  | No | Yes | No | No |  | ACTIVE | Identified as not required by Karlo 26/10/21 |  | Yes | Parent |  |  | 1.4.1.1 | Station | RTO | RTO
EWS-230 | Precast Concrete Arch Concourse Panel - Brick Facing Infill (Type E) (ARD) | 435 | HWW | EWS-230 | Precast Concrete Arch Concourse Panel - Brick Facing Infill (Type E) (ARD) | EWS - EXTERNAL WALL SYSTEMS | Architectural Design | No |  | No | Yes | No | No |  | ACTIVE | Identified as not required by Karlo 26/10/21 |  | Yes | Parent |  |  | 1.4.1.1 | Station | RTO | RTO
EWS-268 | Precast Concrete Wall Panel - Typical (CBDN) | 435 | HWW | EWS-268 | Precast Concrete Wall Panel - Typical (CBDN) | EWS - EXTERNAL WALL SYSTEMS | Architectural Design | No |  | No | Yes | No | No |  | ACTIVE | Identified as not required by Karlo 26/10/21 |  | Yes | Parent |  |  | 1.4.1.1 | Station | RTO | RTO
EWS-269 | Precast Concrete Wall Panel - CBDN | 435 | HWW | EWS-269 | Precast Concrete Wall Panel - CBDN | EWS - EXTERNAL WALL SYSTEMS | Architectural Design | No |  | No | Yes | No | No |  | ACTIVE | Identified as not required by Karlo 26/10/21 |  | Yes | Parent |  |  | 1.4.1.1 | Station | RTO | RTO
EWS-271 | Precast Concrete Wall Panel - Opening (CBDN) | 435 | HWW | EWS-271 | Precast Concrete Wall Panel - Opening (CBDN) | EWS - EXTERNAL WALL SYSTEMS | Architectural Design | No |  | No | Yes | No | No |  | ACTIVE | Identified as not required by Karlo 26/10/21 |  | Yes | Child |  |  | 1.4.1.1 | Station | RTO | RTO
EWS-272 | Precast Concrete Wall Panel - End Condition (CBDN) | 435 | HWW | EWS-272 | Precast Concrete Wall Panel - End Condition (CBDN) | EWS - EXTERNAL WALL SYSTEMS | Architectural Design | No |  | No | Yes | No | No |  | ACTIVE | Identified as not required by Karlo 26/10/21 |  | Yes | Child |  |  | 1.4.1.1 | Station | RTO | RTO
EWS-273 | Precast Concrete Wall Panel - Vertical Rods (CBDN) | 435 | HWW | EWS-273 | Precast Concrete Wall Panel - Vertical Rods (CBDN) | EWS - EXTERNAL WALL SYSTEMS | Architectural Design | No |  | No | Yes | No | No |  | ACTIVE | Identified as not required by Karlo 26/10/21 |  | Yes | Child |  |  | 1.4.1.1 | Station | RTO | RTO
EWS-274 | Curved Precast Concrete Wall Panel | 435 | HWW | EWS-274 | Curved Precast Concrete Wall Panel | EWS - EXTERNAL WALL SYSTEMS | Architectural Design | No |  | No | Yes | No | No |  | ACTIVE | Identified as not required by Karlo 26/10/21 |  | Yes | Parent |  |  | 1.4.1.1 | Station | RTO | RTO
EWS-275 | Curved Precast Concrete Wall Panel - Vertical Rods (CBDN) | 435 | HWW | EWS-275 | Curved Precast Concrete Wall Panel - Vertical Rods (CBDN) | EWS - EXTERNAL WALL SYSTEMS | Architectural Design | No |  | No | Yes | No | No |  | ACTIVE | Identified as not required by Karlo 26/10/21 |  | Yes | Child |  |  | 1.4.1.1 | Station | RTO | RTO
EWS-280 | Precast Concrete Wall Panel - Typical (PKV) | 435 | HWW | EWS-280 | Precast Concrete Wall Panel - Typical (PKV) | EWS - EXTERNAL WALL SYSTEMS | Architectural Design | No |  | No | Yes | No | No |  | ACTIVE | Identified as not required by Karlo 26/10/21 |  | Yes | Parent |  |  | 1.4.1.1 | Station | RTO | RTO
EWS-281 | Precast Concrete Wall Panel - Opening (PKV) | 435 | HWW | EWS-281 | Precast Concrete Wall Panel - Opening (PKV) | EWS - EXTERNAL WALL SYSTEMS | Architectural Design | No |  | No | Yes | No | No |  | ACTIVE | Identified as not required by Karlo 26/10/21 |  | Yes | Child |  |  | 1.4.1.1 | Station | RTO | RTO
EWS-282 | Precast Concrete Wall Panel - End Condition (PKV) | 435 | HWW | EWS-282 | Precast Concrete Wall Panel - End Condition (PKV) | EWS - EXTERNAL WALL SYSTEMS | Architectural Design | No |  | No | Yes | No | No |  | ACTIVE | Identified as not required by Karlo 26/10/21 |  | Yes | Child |  |  | 1.4.1.1 | Station | RTO | RTO
EWS-283 | Precast Concrete Wall Panel - Typical (DOM) | 435 | HWW | EWS-283 | Precast Concrete Wall Panel - Typical (DOM) | EWS - EXTERNAL WALL SYSTEMS | Architectural Design | No |  | No | Yes | No | No |  | ACTIVE | Identified as not required by Karlo 26/10/21 |  | Yes | Child |  |  | 1.4.1.1 | Station | RTO | RTO
EWS-284 | Precast Concrete Wall Panel - Vertical Louvres (DOM) | 435 | HWW | EWS-284 | Precast Concrete Wall Panel - Vertical Louvres (DOM) | EWS - EXTERNAL WALL SYSTEMS | Architectural Design | No |  | No | Yes | No | No |  | ACTIVE | Identified as not required by Karlo 26/10/21 |  |  | Child | N/A | not recorded | 1.4.1.1 | Station | RTO | RTO
EWS-285 | Curved Precast Concrete Wall Panel - Vertical Louvres (DOM) | 435 | HWW | EWS-285 | Curved Precast Concrete Wall Panel - Vertical Louvres (DOM) | EWS - EXTERNAL WALL SYSTEMS | Architectural Design | No |  | No | Yes | No | No |  | ACTIVE | Identified as not required by Karlo 26/10/21 |  |  | Child | N/A | not recorded | 1.4.1.1 | Station | RTO | RTO
EWS-286 | Precast Concrete Wall Panel - Chiller Typical (DOM) | 435 | HWW | EWS-286 | Precast Concrete Wall Panel - Chiller Typical (DOM) | EWS - EXTERNAL WALL SYSTEMS | Architectural Design | No |  | No | Yes | No | No |  | ACTIVE | Identified as not required by Karlo 26/10/21 |  | Yes | Parent |  |  | 1.4.1.1 | Station | RTO | RTO
EWS-287 | Precast Concrete Wall Panel - Chiller Vertical Flat Bars (DOM) | 435 | HWW | EWS-287 | Precast Concrete Wall Panel - Chiller Vertical Flat Bars (DOM) | EWS - EXTERNAL WALL SYSTEMS | Architectural Design | No |  | No | Yes | No | No |  | ACTIVE | Identified as not required by Karlo 26/10/21 |  | Yes | Child |  |  | 1.4.1.1 | Station | RTO | RTO
EWS-288 | Precast Concrete Wall Panel - Typical Retail (DOM) | 435 | HWW | EWS-288 | Precast Concrete Wall Panel - Typical Retail (DOM) | EWS - EXTERNAL WALL SYSTEMS | Architectural Design | No |  | No | Yes | No | No |  | ACTIVE | Identified as not required by Karlo 26/10/21 |  | Yes | Parent |  |  | 1.4.1.1 | Station | RTO | RTO
EWS-289 | Curved Precast Concrete Wall Panel with Weathering Steel Infill (DOM) | 435 | HWW | EWS-289 | Curved Precast Concrete Wall Panel with Weathering Steel Infill (DOM) | EWS - EXTERNAL WALL SYSTEMS | Architectural Design | No |  | No | Yes | No | No |  | ACTIVE | Identified as not required by Karlo 26/10/21 |  | Yes | Parent |  |  | 1.4.1.1 | Station | RTO | RTO
EWS-290 | Stone Faced Precast Concrete Wall (Type 0) (DOM) | 435 | HWW | EWS-290 | Stone Faced Precast Concrete Wall (Type 0) (DOM) | EWS - EXTERNAL WALL SYSTEMS | Architectural Design | No |  | No | Yes | No | No |  | ACTIVE | Identified as not required by Karlo 31/03/2022 |  | Yes | Parent | N/A | not recorded | 1.4.1.1 | Station | RTO | RTO
EWS-291 | Stone Faced Precast Concrete Wall (Type 1) (DOM) | 435 | HWW | EWS-291 | Stone Faced Precast Concrete Wall (Type 1) (DOM) | EWS - EXTERNAL WALL SYSTEMS | Architectural Design | No |  | No | Yes | No | No |  | ACTIVE | Identified as not required by Karlo 26/10/21 |  | Yes | Parent | N/A | not recorded | 1.4.1.1 | Station | RTO | RTO
EWS-292 | Stone Faced Precast Concrete Wall (Type 2) (DOM) | 435 | HWW | EWS-292 | Stone Faced Precast Concrete Wall (Type 2) (DOM) | EWS - EXTERNAL WALL SYSTEMS | Architectural Design | No |  | No | Yes | No | No |  | NOT IN SCOPE | Identified as not required by Karlo 26/10/21 |  | Yes | Parent |  | not recorded | 1.4.1.1 | Station | RTO | RTO
EWS-293 | Stone Faced Precast Concrete Wall (Type 3) (DOM) | 435 | HWW | EWS-293 | Stone Faced Precast Concrete Wall (Type 3) (DOM) | EWS - EXTERNAL WALL SYSTEMS | Architectural Design | No |  | No | Yes | No | No |  | ACTIVE | Identified as not required by Karlo 26/10/21 |  | Yes | Parent | N/A | not recorded | 1.4.1.1 | Station | RTO | RTO
EWS-300 | CERAMIC PANEL SYSTEM | [8 empty] | No |  |  |  |  | N/A | Heading only |  | N/A | N/A |  | N/A | N/A | N/A | N/A | N/A | N/A | N/A | N/A | N/A
EWS-301 | Porcelain Cladding Panel | 435 | HWW | EWS-301 | Porcelain Cladding Panel | EWS - EXTERNAL WALL SYSTEMS | Architectural Design | No |  | No | Yes | No | No |  | ACTIVE | Identified as not required by Karlo 26/10/21 |  | Yes | Child |  |  | 1.4.1.1 | Station | RTO | RTO
EWS-302 | Porcelain Cladding Base Panel | 435 | HWW | EWS-302 | Porcelain Cladding Base Panel | EWS - EXTERNAL WALL SYSTEMS | Architectural Design | No |  | No | Yes | No | No |  | ACTIVE | Identified as not required by Karlo 26/10/21 |  | Yes | Child |  |  | 1.4.1.1 | Station | RTO | RTO
EWS-400 | LIFT CLADDING SYSTEM | [8 empty] | No |  |  |  |  | N/A | Heading only |  | N/A | N/A |  | N/A | N/A | N/A | N/A | N/A | N/A | N/A | N/A | N/A
EWS-401 | Lift Cladding - Glazing System (Planar) | 451 | HWW | EWS-401 | Lift Cladding - Glazing System (Planar) | EWS - EXTERNAL WALL SYSTEMS | Architectural Design | No |  | No | Yes | No | No |  | ACTIVE | Identified as not required by Karlo 26/10/21 |  | Yes | Child |  |  | 1.4.1.1 | Station | RTO | RTO
EWS-410 | Lift Cladding - Glazing System (Curved) | 451 | HWW | EWS-410 | Lift Cladding - Glazing System (Curved) | EWS - EXTERNAL WALL SYSTEMS | Architectural Design | No |  | No | Yes | No | No |  | ACTIVE | Identified as not required by Karlo 26/10/21 |  | Yes | Child |  |  | 1.4.1.1 | Station | RTO | RTO
EWS-411 | Lift Cladding - Colour Glazing System | 451 | HWW | EWS-411 | Lift Cladding - Colour Glazing System | EWS - EXTERNAL WALL SYSTEMS | Architectural Design | No |  | No | Yes | No | No |  | ACTIVE | Identified as not required by Karlo 26/10/21 |  | Yes | Child |  |  | 1.4.1.1 | Station | RTO | RTO
EWS-412 | Lift Cladding - Glazed Smoke Screen Between Double Lifts | 451 | HWW | EWS-412 | Lift Cladding - Glazed Smoke Screen Between Double Lifts | EWS - EXTERNAL WALL SYSTEMS | Architectural Design | No |  | No | Yes | No | No |  | ACTIVE | Identified as not required by Karlo 26/10/21 |  |  | Child | N/A | not recorded | 1.4.1.1 | Station | RTO | RTO
EWS-423 | Lift Cladding - Precast | 435 | HWW | EWS-423 | Lift Cladding - Precast | EWS - EXTERNAL WALL SYSTEMS | Architectural Design | No |  | No | Yes | No | No |  | ACTIVE | Identified as not required by Karlo 26/10/21 |  | Yes | Child |  |  | 1.4.1.1 | Station | RTO | RTO
EWS-440 | Lift Internal Cladding | Project Engineer's Specification | By Project Engineer | EWS-440 | Lift Internal Cladding | EWS - EXTERNAL WALL SYSTEMS | Architectural Design | No |  | No | Yes | No | No |  | ACTIVE | Identified as not required by Karlo 26/10/21 |  | Yes | Child |  |  | 1.4.1.1 | Station | RTO | RTO
EWS-450 | Trickle Vent to Head of Lift Glazing | 451 | HWW | EWS-450 | Trickle Vent to Head of Lift Glazing | EWS - EXTERNAL WALL SYSTEMS | Architectural Design | No |  | No | Yes | No | No |  | ACTIVE | Identified as not required by Karlo 26/10/21 |  | Yes | Child |  |  | 1.4.1.1 | Station | RTO | RTO
EWS-451 | Curved Profile Trickle Vent to Head of Lift Glazing | 451 | HWW | EWS-451 | Curved Profile Trickle Vent to Head of Lift Glazing | EWS - EXTERNAL WALL SYSTEMS | Architectural Design | No |  | No | Yes | No | No |  | ACTIVE | Identified as not required by Karlo 26/10/21 |  | Yes | Child |  |  | 1.4.1.1 | Station | RTO | RTO
EWS-460 | Stainless Steel Blanking Panel | 431 | HWW | EWS-460 | Stainless Steel Blanking Panel | EWS - EXTERNAL WALL SYSTEMS | Architectural Design | No |  | No | Yes | No | No |  | ACTIVE | Identified as not required by Karlo 26/10/21 |  | Yes | Child |  |  | 1.4.1.1 | Station | RTO | RTO
EWS-461 | Stainless Steel Operable Blanking Panel | 431 | HWW | EWS-461 | Stainless Steel Operable Blanking Panel | EWS - EXTERNAL WALL SYSTEMS | Architectural Design | No |  | No | Yes | No | No |  | ACTIVE | Identified as not required by Karlo 26/10/21 |  | Yes | Child |  |  | 1.4.1.1 | Station | RTO | RTO
EWS-470 | Lift Cladding - Glazing System (Planar) - Degraves | 451 | HWW | EWS-470 | Lift Cladding - Glazing System (Planar) - Degraves | EWS - EXTERNAL WALL SYSTEMS | Architectural Design | No |  | No | Yes | No | No |  | ACTIVE | Identified as not required by Karlo 26/10/21 |  | Yes | Child |  |  | 1.4.1.1 | Station | RTO | RTO
EWS-471 | Lift Cladding Louvre - Degraves | 451 | HWW | EWS-471 | Lift Cladding Louvre - Degraves | EWS - EXTERNAL WALL SYSTEMS | Architectural Design | No |  | No | Yes | No | No |  | ACTIVE | Identified as not required by Karlo 31/03/2022 |  |  | Child | N/A | not recorded | 1.4.1.1 | Station | RTO | RTO
EWS-500 | LOUVRES - EXTERNAL | [8 empty] | No |  |  |  |  | N/A | Heading only |  | N/A | N/A |  | N/A | N/A | N/A | N/A | N/A | N/A | N/A | N/A | N/A
EWS-501 | External Louvre | 451 | HWW | EWS-501 | External Louvre | EWS - EXTERNAL WALL SYSTEMS | Architectural Design | No |  | No | Yes | No | No |  | ACTIVE | Identified as not required by Karlo 26/10/21 |  |  | Parent | N/A | not recorded | 1.4.1.1 | Station | RTO | RTO
EWS-510 | External Fixed Louvre - Type 01 | 451 | HWW | EWS-510 | External Fixed Louvre - Type 01 | EWS - EXTERNAL WALL SYSTEMS | Architectural Design | No |  | No | Yes | No | No |  | ACTIVE | Identified as not required by Karlo 26/10/21 |  |  | Parent | N/A | not recorded | 1.4.1.1 | Station | RTO | RTO
EWS-511 | External Fixed Louvre - Type 02 | 451 | HWW | EWS-511 | External Fixed Louvre - Type 02 | EWS - EXTERNAL WALL SYSTEMS | Architectural Design | No |  | No | Yes | No | No |  | ACTIVE | Identified as not required by Karlo 26/10/21 |  |  | Parent | N/A | not recorded | 1.4.1.1 | Station | RTO | RTO
EWS-512 | External Fixed Louvre - Type 03 | 451 | HWW | EWS-512 | External Fixed Louvre - Type 03 | EWS - EXTERNAL WALL SYSTEMS | Architectural Design | No |  | No | Yes | No | No |  | ACTIVE | Identified as not required by Karlo 26/10/21 |  |  | Parent | N/A | not recorded | 1.4.1.1 | Station | RTO | RTO
EWS-520 | External Fixed Louvre - Vertical | 451 | HWW | EWS-520 | External Fixed Louvre - Vertical | EWS - EXTERNAL WALL SYSTEMS | Architectural Design | No |  | No | Yes | No | No |  | ACTIVE | Identified as not required by Karlo 26/10/21 |  |  | Parent | N/A | not recorded | 1.4.1.1 | Station | RTO | RTO
Code Item Section Design Scope | [9 empty] | No |  |  |  |  | N/A | Heading only |  | N/A | N/A |  | N/A | N/A | N/A | N/A | N/A | N/A | N/A | N/A | N/A
EWS-531 | External Fixed Tubes - Vertical Screen Type 1 | 451 | HWW | EWS-531 | External Fixed Tubes - Vertical Screen Type 1 | EWS - EXTERNAL WALL SYSTEMS | Architectural Design | No |  | No | Yes | No | No |  | ACTIVE | Identified as not required by Karlo 26/10/21 |  |  | Parent | N/A | not recorded | 1.4.1.1 | Station | RTO | RTO
EWS-532 | External Fixed Tubes - Vertical Screen Type 2 | 451 | HWW | EWS-532 | External Fixed Tubes - Vertical Screen Type 2 | EWS - EXTERNAL WALL SYSTEMS | Architectural Design | No |  | No | Yes | No | No |  | ACTIVE | Identified as not required by Karlo 26/10/21 |  |  | Parent | N/A | not recorded | 1.4.1.1 | Station | RTO | RTO
EWS-533 | External Fixed Tubes - Vertical Screen Type 3 | 451 | HWW | EWS-533 | External Fixed Tubes - Vertical Screen Type 3 | EWS - EXTERNAL WALL SYSTEMS | Architectural Design | No |  | No | Yes | No | No |  | ACTIVE | Identified as not required by Karlo 26/10/21 |  |  | Parent | N/A | not recorded | 1.4.1.1 | Station | RTO | RTO
EWS-534 | Anodised Louvre (DOM Retail Kiosk) | 451 | HWW | EWS-534 | Anodised Louvre (DOM Retail Kiosk) | EWS - EXTERNAL WALL SYSTEMS | Architectural Design | No |  | No | Yes | No | No |  | ACTIVE | Identified as not required by Karlo 31/03/2022 |  |  | Parent | N/A | not recorded | 1.4.1.1 | Station | RTO | RTO
EWS-600 | METAL CLADDING SYSTEMS | [8 empty] | No |  |  |  |  | N/A | Heading only |  | N/A | N/A |  | N/A | N/A | N/A | N/A | N/A | N/A | N/A | N/A | N/A
EWS-603 | Stainless Steel Cladding to ECS Drum | 431 | HWW | EWS-603 | Stainless Steel Cladding to ECS Drum | EWS - EXTERNAL WALL SYSTEMS | Architectural Design | No |  | No | Yes | No | No |  | ACTIVE | Identified as not required by Karlo 26/10/21 |  | Yes | Child |  |  | 1.4.1.1 | Station | RTO | RTO
EWS-604 | External Folded/ Extruded Aluminium Panel | 431 | HWW | EWS-604 | External Folded/ Extruded Aluminium Panel | EWS - EXTERNAL WALL SYSTEMS | Architectural Design | No |  | No | Yes | No | No |  | ACTIVE | Identified as not required by Karlo 26/10/21 |  | Yes | Child |  |  | 1.4.1.1 | Station | RTO | RTO
EWS-610 | External Profiled Ribbed Cladding | 431 | HWW | EWS-610 | External Profiled Ribbed Cladding | EWS - EXTERNAL WALL SYSTEMS | Architectural Design | No |  | No | Yes | No | No |  | NOT IN SCOPE | Identified as not required by Karlo 26/10/21 |  |  | Child |  |  | 1.4.1.1 | Station | RTO | RTO
EWS-611 | External Profiled Ribbed Cladding with Stainless Steel Insert | 431 | HWW | EWS-611 | External Profiled Ribbed Cladding with Stainless Steel Insert | EWS - EXTERNAL WALL SYSTEMS | Architectural Design | No |  | No | Yes | No | No |  | ACTIVE | Identified as not required by Karlo 26/10/21 |  | Yes | Child |  |  | 1.4.1.1 | Station | RTO | RTO
EWS-612 | External Profiled Ribbed Cladding with Vented Openings | 431 | HWW | EWS-612 | External Profiled Ribbed Cladding with Vented Openings | EWS - EXTERNAL WALL SYSTEMS | Architectural Design | No |  | No | Yes | No | No |  | ACTIVE | Identified as not required by Karlo 26/10/21 |  | Yes | Child |  |  | 1.4.1.1 | Station | RTO | RTO
EWS-620 | Bespoke Metal Cladding with Custom Perforations | 431 | HWW | EWS-620 | Bespoke Metal Cladding with Custom Perforations | EWS - EXTERNAL WALL SYSTEMS | Architectural Design | No |  | No | Yes | No | No |  | ACTIVE | Identified as not required by Karlo 26/10/21 |  | Yes | Child |  |  | 1.4.1.1 | Station | RTO | RTO
EWS-621 | Solid Metal Cladding | 431 | HWW | EWS-621 | Solid Metal Cladding | EWS - EXTERNAL WALL SYSTEMS | Architectural Design | No |  | No | Yes | No | No |  | ACTIVE | Identified as not required by Karlo 26/10/21 |  | Yes | Child |  |  | 1.4.1.1 | Station | RTO | RTO
EWS-622 | Solid Metal Cladding - Arden | 431 | HWW | EWS-622 | Solid Metal Cladding - Arden | EWS - EXTERNAL WALL SYSTEMS | Architectural Design | No |  | No | Yes | No | No |  | ACTIVE | Identified as not required by Karlo 31/03/2022 |  | Yes | Child |  |  | 1.4.1.1 | Station | RTO | RTO
EWS-650 | Aluminium Spandrel Panel | 431 | HWW | EWS-650 | Aluminium Spandrel Panel | EWS - EXTERNAL WALL SYSTEMS | Architectural Design | No |  | No | Yes | No | No |  | ACTIVE | Identified as not required by Karlo 26/10/21 |  | Yes | Child |  |  | 1.4.1.1 | Station | RTO | RTO
EWS-651 | Metal Spandrel Panel with Concealed Louvres | 431 | HWW | EWS-651 | Metal Spandrel Panel with Concealed Louvres | EWS - EXTERNAL WALL SYSTEMS | Architectural Design | No |  | No | Yes | No | No |  | ACTIVE | Identified as not required by Karlo 26/10/21 |  |  | Child | N/A | not recorded | 1.4.1.1 | Station | RTO | RTO
EWS-652 | Metal Parapet Panel | 431 | HWW | EWS-652 | Metal Parapet Panel | EWS - EXTERNAL WALL SYSTEMS | Architectural Design | No |  | No | Yes | No | No |  | ACTIVE | Identified as not required by Karlo 26/10/21 |  | Yes | Child |  |  | 1.4.1.1 | Station | RTO | RTO
EWS-660 | Corrugated Metal Cladding | 431 | HWW | EWS-660 | Corrugated Metal Cladding | EWS - EXTERNAL WALL SYSTEMS | Architectural Design | No |  | No | Yes | No | No |  | ACTIVE | Identified as not required by Karlo 26/10/21 |  | Yes | Child |  |  | 1.4.1.1 | Station | RTO | RTO
EWS-661 | Insulated Unitised Façade Panel with External Architectural Louvres | 431 | HWW | EWS-661 | Insulated Unitised Façade Panel with External Architectural Louvres | EWS - EXTERNAL WALL SYSTEMS | Architectural Design | No |  | No | Yes | No | No |  | ACTIVE | Identified as not required by Karlo 26/10/21 |  |  | Child | N/A | not recorded | 1.4.1.1 | Station | RTO | RTO
EWS-662 | Insulated PPC Capping Panel | 431 | HWW | EWS-662 | Insulated PPC Capping Panel | EWS - EXTERNAL WALL SYSTEMS | Architectural Design | No |  | No | Yes | No | No |  | ACTIVE | Identified as not required by Karlo 26/10/21 |  | Yes | Child |  |  | 1.4.1.1 | Station | RTO | RTO
EWS-663 | Insulated Wall Panel System (DOM) | 431 | HWW | EWS-663 | Insulated Wall Panel System (DOM) | EWS - EXTERNAL WALL SYSTEMS | Architectural Design | No |  | No | Yes | No | No |  | ACTIVE | Identified as not required by Karlo 26/10/21 |  | Yes | Child |  |  | 1.4.1.1 | Station | RTO | RTO
EWS-670 | Ribbed Metal Panel System (ISS) | 431 | HWW | EWS-670 | Ribbed Metal Panel System (ISS) | EWS - EXTERNAL WALL SYSTEMS | Architectural Design | No |  | No | Yes | No | No |  | ACTIVE | Identified as not required by Karlo 26/10/21 |  | Yes | Child |  |  | 1.4.1.1 | Station | RTO | RTO
EWS-671 | Ribbed Metal Panel System Enclosure (ISS) | 431 | HWW | EWS-671 | Ribbed Metal Panel System Enclosure (ISS) | EWS - EXTERNAL WALL SYSTEMS | Architectural Design | No |  | No | Yes | No | No |  | ACTIVE | Identified as not required by Karlo 26/10/21 |  | Yes | Child |  |  | 1.4.1.1 | Station | RTO | RTO
EWS-672 | Fin Metal Screen (ISS) | 451 | HWW | EWS-672 | Fin Metal Screen (ISS) | EWS - EXTERNAL WALL SYSTEMS | Architectural Design | No |  | No | Yes | No | No |  | ACTIVE | Identified as not required by Karlo 31/03/2022 |  |  | Child | N/A | not recorded | 1.4.1.1 | Station | RTO | RTO
EWS-700 | MISCELANEOUS CLADDING SYSTEMS | [8 empty] | No |  |  |  |  | N/A | Heading only |  | N/A | N/A |  | N/A | N/A | N/A | N/A | N/A | N/A | N/A | N/A | N/A
EWS-701 | External GRC Cladding | Project Engineer's Specification | By Project Engineer | EWS-701 | External GRC Cladding | EWS - EXTERNAL WALL SYSTEMS | Architectural Design | No |  | No | Yes | No | No |  | ACTIVE | Identified as not required by Karlo 26/10/21 |  | Yes | Child |  |  | 1.4.1.1 | Station | RTO | RTO
EWS-720 | In Situ Form Concrete - Type 01 | 431 | HWW | EWS-720 | In Situ Form Concrete - Type 01 | EWS - EXTERNAL WALL SYSTEMS | Architectural Design | No |  | No | Yes | No | No |  | ACTIVE | Identified as not required by Karlo 26/10/21 |  | Yes | Parent |  |  | 1.4.1.1 | Station | RTO | RTO
EWS-721 | In Situ Form Concrete - Type 02 | Project Engineer's Specification | By Project Engineer | EWS-721 | In Situ Form Concrete - Type 02 | EWS - EXTERNAL WALL SYSTEMS | Architectural Design | No |  | No | Yes | No | No |  | ACTIVE | Identified as not required by Karlo 26/10/21 |  | Yes | Parent |  |  | 1.4.1.1 | Station | RTO | RTO
EWS-722 | Vertical End Glazing to Main Entry Canopy | Project Engineer's Specification | By Project Engineer | EWS-722 | Vertical End Glazing to Main Entry Canopy | EWS - EXTERNAL WALL SYSTEMS | Architectural Design | No |  | No | Yes | No | No |  | ACTIVE | Identified as not required by Karlo 26/10/21 |  | Yes | Child |  |  | 1.4.1.1 | Station | RTO | RTO
EWS-730 | Vertical End Glazing to Main Entry Canopy | 451 | HWW | EWS-730 | Vertical End Glazing to Main Entry Canopy | EWS - EXTERNAL WALL SYSTEMS | Architectural Design | Yes |  | No | Yes | Yes | TBC |  | NOT IN SCOPE | Identified by Karlo 31/03/2022 |  |  | Child |  |  | 1.4.1.1 | Station | RTO | RTO
EWS-750 | ISS External Cladding | 451 | HWW | EWS-750 | ISS External Cladding | EWS - EXTERNAL WALL SYSTEMS | Architectural Design | No |  | No | Yes | No | No |  | ACTIVE | Identified as not required by Karlo 26/10/21 |  | Yes | Child |  |  | 1.4.1.1 | Station | RTO | RTO
EWS-751 | ISS External Soffit | 522 | HWW | EWS-751 | ISS External Soffit | EWS - EXTERNAL WALL SYSTEMS | Architectural Design | No |  | No | Yes | No | No |  | ACTIVE | Identified as not required by Karlo 26/10/21 |  | Yes | Child |  |  | 1.4.1.1 | Station | RTO | RTO
EWS-760 | External Stud Wall System - PKV Cafe | 522 | HWW | EWS-760 | External Stud Wall System - PKV Cafe | EWS - EXTERNAL WALL SYSTEMS | Architectural Design | No |  | No | Yes | No | No |  | ACTIVE | Identified as not required by Karlo 26/10/21 |  | Yes | Parent |  |  | 1.4.1.1 | Station | RTO | RTO
EWS-761 | External Glazed Wall System - PKV Cafe | 451 | HWW | EWS-761 | External Glazed Wall System - PKV Cafe | EWS - EXTERNAL WALL SYSTEMS | Architectural Design | No |  | No | Yes | No | No |  | ACTIVE | Identified as not required by Karlo 26/10/21 |  | Yes | Parent |  |  | 1.4.1.1 | Station | RTO | RTO
EWS-762 | External Mesh System - Type 1 - PKV Cafe | 451 | HWW | EWS-762 | External Mesh System - Type 1 - PKV Cafe | EWS - EXTERNAL WALL SYSTEMS | Architectural Design | No |  | No | Yes | No | No |  | ACTIVE | Identified as not required by Karlo 26/10/21 |  | Yes | Parent |  |  | 1.4.1.1 | Station | RTO | RTO
EWS-763 | External Mesh System - Type 2 - PKV Cafe | Project Engineer's Specification | By Project Engineer | EWS-763 | External Mesh System - Type 2 - PKV Cafe | EWS - EXTERNAL WALL SYSTEMS | Architectural Design | No |  | No | Yes | No | No |  | ACTIVE | Identified as not required by Karlo 26/10/21 |  | Yes | Parent |  |  | 1.4.1.1 | Station | RTO | RTO
EWS-770 | Bluestone Cladding - PKV | 433 | HWW | EWS-770 | Bluestone Cladding - PKV | EWS - EXTERNAL WALL SYSTEMS | Architectural Design | No |  | No | Yes | No | No |  | ACTIVE | Identified as not required by Karlo 26/10/21 |  | Yes | Child | N/A | not recorded | 1.4.6 | Public Realm | RTO | RTO
EWS-780 | External Wall Panel System - CBDN | 431 | HWW | EWS-780 | External Wall Panel System - CBDN | EWS - EXTERNAL WALL SYSTEMS | Architectural Design | No |  | No | Yes | No | No |  | ACTIVE | Identified as not required by Karlo 31/03/2022 |  | Yes | Child |  |  | 1.4.1.1 | Station | RTO | RTO
EWS-800 | FENCE SYSTEMS | [8 empty] | No |  |  |  |  | N/A | Heading only |  | N/A | N/A |  | N/A | N/A | N/A | N/A | N/A | N/A | N/A | N/A | N/A
EWS-801 | Stainless Steel Fence | 742 | HWW | EWS-801 | Stainless Steel Fence | EWS - EXTERNAL WALL SYSTEMS | Architectural Design | No |  | No | Yes | No | No |  | ACTIVE | Identified as not required by Karlo 26/10/21 |  | Yes | Parent |  |  | 1.4.1.1 | Station | RTO | RTO
EWS-802 | Metal Fence | 742 | HWW | EWS-802 | Metal Fence | EWS - EXTERNAL WALL SYSTEMS | Architectural Design | No |  | No | Yes | No | No |  | ACTIVE | Identified as not required by Karlo 26/10/21 |  | Yes | Parent |  |  | 1.4.1.1 | Station | RTO | RTO
EWS-803 | Cafe Plant Fence Enclosure | 742 | HWW | EWS-803 | Cafe Plant Fence Enclosure | EWS - EXTERNAL WALL SYSTEMS | Architectural Design | No |  | No | Yes | No | No |  | ACTIVE | Identified as not required by Karlo 26/10/21 |  | Yes | Parent |  |  | 1.4.1.1 | Station | RTO | RTO
FCE | FARE COLLECTION EQUIPMENT | [8 empty] | No |  |  |  |  | N/A | Heading only |  | N/A | N/A |  | N/A | N/A | N/A | N/A | N/A | N/A | N/A | N/A | N/A
FCE-100 | GATELINE | [8 empty] | No |  |  |  |  | N/A | Heading only |  | N/A | N/A |  | N/A | N/A | N/A | N/A | N/A | N/A | N/A | N/A | N/A
FCE-101 | Gateline | Project Engineer's Specification | By Project Engineer | FCE-101 | Gateline | FCE - FARE COLLECTION EQUIPMENT | Architectural Design | Yes |  | No | Yes | Yes | Yes |  | ACTIVE | Identified by Karlo 26/10/21 |  | Yes | Parent |  |  | 1.4.1.1 | Station | RTO | RTO
FCE-200 | TICKET MACHINE | [8 empty] | No |  |  |  |  | N/A | Heading only |  | N/A | N/A |  | N/A | N/A | N/A | N/A | N/A | N/A | N/A | N/A | N/A
FCE-201 | Ticket Machine | Project Engineer's Specification | By Project Engineer | FCE-201 | Ticket Machine | FCE - FARE COLLECTION EQUIPMENT | Architectural Design | Yes |  | No | Yes | Yes | Yes |  | ACTIVE | Identified by Karlo 26/10/21 |  | Yes | Parent |  |  | 1.4.1.1 | Station | RTO | RTO
FCE-300 | GATELINE ATTENDENT CONTROLLER | [8 empty] | No |  |  |  |  | N/A | Heading only |  | N/A | N/A |  | N/A | N/A | N/A | N/A | N/A | N/A | N/A | N/A | N/A
FCE-301 | Gateline Attendant Controller | Project Engineer's Specification | By Project Engineer | FCE-301 | Gateline Attendant Controller | FCE - FARE COLLECTION EQUIPMENT | Architectural Design | Yes |  | No | Yes | Yes | Yes |  | ACTIVE | Identified by Karlo 26/10/21 |  | Yes | Parent |  |  | 1.4.1.1 | Station | RTO | RTO
FCE-400 | QTEM | [8 empty] | No |  |  |  |  | N/A | Heading only |  | N/A | N/A |  | N/A | N/A | N/A | N/A | N/A | N/A | N/A | N/A | N/A
FCE-401 | QTEM | Project Engineer's Specification | By Project Engineer | FCE-401 | QTEM | FCE - FARE COLLECTION EQUIPMENT | Architectural Design | Yes |  | No | Yes | Yes | Yes |  | ACTIVE | Identified by Karlo 26/10/21 |  | Yes | Parent |  |  | 1.4.1.1 | Station | RTO | RTO
FFE | FIXTURES / FITTINGS / EQUIPMENT | [8 empty] | No |  |  |  |  | N/A | Heading only |  | N/A | N/A |  | N/A | N/A | N/A | N/A | N/A | N/A | N/A | N/A | N/A
Code Item Section Design Scope | [9 empty] | No |  |  |  |  | N/A | Heading only |  | N/A | N/A |  | N/A | N/A | N/A | N/A | N/A | N/A | N/A | N/A | N/A
FFE-100 | BENCH | [8 empty] | No |  |  |  |  | N/A | Heading only |  | N/A | N/A |  | N/A | N/A | N/A | N/A | N/A | N/A | N/A | N/A | N/A
FFE-101 | Floor Mounted Island Seating Module - 8 Seats | 551 | HWW | FFE-101 | Floor Mounted Island Seating Module - 8 Seats | FFE - FIXTURES / FITTINGS / EQUIPMENT | Architectural Design | Yes |  | No | Yes | Yes | Yes |  | ACTIVE | Identified by Karlo 26/10/21 |  | Yes | Parent | N/A | not recorded | 1.4.6.1 | Seating | RTO | RTO
FFE-120 | Wall Mounted Bench Module - 4 Seats | 551 | HWW | FFE-120 | Wall Mounted Bench Module - 4 Seats | FFE - FIXTURES / FITTINGS / EQUIPMENT | Architectural Design | Yes |  | No | Yes | Yes | Yes |  | ACTIVE | Identified by Karlo 26/10/21 |  | Yes | Parent |  |  | 1.4.6.1 | Seating | RTO | RTO
FFE-125 | Wall Mounted Seating Module - 4 Seats (DDA) | 551 | HWW | FFE-125 | Wall Mounted Seating Module - 4 Seats (DDA) | FFE - FIXTURES / FITTINGS / EQUIPMENT | Architectural Design | Yes |  | No | Yes | Yes | Yes |  | ACTIVE | Identified by Karlo 26/10/21 |  | Yes | Parent |  |  | 1.4.6.1 | Seating | RTO | RTO
FFE-140 | Floor Mounted Bench Module - 4 Seats | 551 | HWW | FFE-140 | Floor Mounted Bench Module - 4 Seats | FFE - FIXTURES / FITTINGS / EQUIPMENT | Architectural Design | Yes |  | No | Yes | Yes | Yes |  | ACTIVE | Identified by Karlo 26/10/21 |  | Yes | Parent | N/A | not recorded | 1.4.6.1 | Seating | RTO | RTO
FFE-145 | Floor Mounted Seating Module - 4 Seats (DDA) | 551 | HWW | FFE-145 | Floor Mounted Seating Module - 4 Seats (DDA) | FFE - FIXTURES / FITTINGS / EQUIPMENT | Architectural Design | Yes |  | No | Yes | Yes | Yes |  | ACTIVE | Identified by Karlo 26/10/21 |  | Yes | Parent | N/A | not recorded | 1.4.6.1 | Seating | RTO | RTO
FFE-150 | Wall Mounted Bench Module - 3 Seats | 551 | HWW | FFE-150 | Wall Mounted Bench Module - 3 Seats | FFE - FIXTURES / FITTINGS / EQUIPMENT | Architectural Design | Yes |  | No | Yes | Yes | Yes |  | ACTIVE | Identified by Karlo 26/10/21 |  | Yes | Parent |  |  | 1.4.6.1 | Seating | RTO | RTO
FFE-155 | Wall Mounted Seating Module - 3 Seats (DDA) | 551 | HWW | FFE-155 | Wall Mounted Seating Module - 3 Seats (DDA) | FFE - FIXTURES / FITTINGS / EQUIPMENT | Architectural Design | Yes |  | No | Yes | Yes | Yes |  | ACTIVE | Identified by Karlo 26/10/21 |  | Yes | Parent |  |  | 1.4.6.1 | Seating | RTO | RTO
FFE-200 | BOH FURNITURE / FITTINGS | [8 empty] | No |  |  |  |  | N/A | Heading only |  | N/A | N/A |  | N/A | N/A | N/A | N/A | N/A | N/A | N/A | N/A | N/A
FFE-201 | Cupboard Handle | 555 | HWW | FFE-201 | Cupboard Handle | FFE - FIXTURES / FITTINGS / EQUIPMENT | Architectural Design | No |  | No | Yes | No | No |  | ACTIVE | Identified as not required by Karlo 26/10/21 |  | Yes | Parent |  |  | 1.4.1.1 | Station | RTO | RTO
FFE-202 | Hand Towel Rails | 555 | HWW | FFE-202 | Hand Towel Rails | FFE - FIXTURES / FITTINGS / EQUIPMENT | Architectural Design | No |  | No | Yes | No | No |  | ACTIVE | Identified as not required by Karlo 26/10/21 |  | Yes | Parent |  |  | 1.4.1.1 | Station | RTO | RTO
FFE-203 | Pull Out Waste Bin (Tea Point) | 555 | HWW | FFE-203 | Pull Out Waste Bin (Tea Point) | FFE - FIXTURES / FITTINGS / EQUIPMENT | Architectural Design | No |  | No | Yes | No | No |  | ACTIVE | Identified as not required by Karlo 26/10/21 |  | Yes | Parent |  |  | 1.4.1.1 | Station | RTO | RTO
FFE-204 | Paper Towel Dispenser | 555 | HWW | FFE-204 | Paper Towel Dispenser | FFE - FIXTURES / FITTINGS / EQUIPMENT | Architectural Design | No |  | No | Yes | No | No |  | ACTIVE | Identified as not required by Karlo 26/10/21 |  | Yes | Parent |  |  | 1.4.1.1 | Station | RTO | RTO
FFE-205 | Double Underbench Waste Bins (35L+35L) | 555 | HWW | FFE-205 | Double Underbench Waste Bins (35L+35L) | FFE - FIXTURES / FITTINGS / EQUIPMENT | Architectural Design | No |  | No | Yes | No | No |  | ACTIVE | Identified as not required by Karlo 26/10/21 |  | Yes | Parent |  |  | 1.4.1.1 | Station | RTO | RTO
FFE-206 | CSC Secondary Storage | 572 | HWW | FFE-206 | CSC Secondary Storage | FFE - FIXTURES / FITTINGS / EQUIPMENT | Architectural Design | No |  | No | Yes | No | No |  | ACTIVE | Identified as not required by Karlo 26/10/21 |  | Yes | Parent |  |  | 1.4.1.1 | Station | RTO | RTO
FFE-210 | Coat Hook | 555 | HWW | FFE-210 | Coat Hook | FFE - FIXTURES / FITTINGS / EQUIPMENT | Architectural Design | No |  | No | Yes | No | No |  | ACTIVE | Identified as not required by Karlo 26/10/21 |  | Yes | Parent |  |  | 1.4.1.1 | Station | RTO | RTO
FFE-211 | Sling Hook | 555 | HWW | FFE-211 | Sling Hook | FFE - FIXTURES / FITTINGS / EQUIPMENT | Architectural Design | No |  | No | Yes | No | No |  | ACTIVE | Identified as not required by Karlo 26/10/21 |  | Yes | Parent |  |  | 1.4.1.1 | Station | RTO | RTO
FFE-215 | Mop and Broom Rack | 555 | HWW | FFE-215 | Mop and Broom Rack | FFE - FIXTURES / FITTINGS / EQUIPMENT | Architectural Design | No |  | No | Yes | No | No |  | ACTIVE | Identified as not required by Karlo 26/10/21 |  | Yes | Parent |  |  | 1.4.1.1 | Station | RTO | RTO
FFE-220 | Pass Through Tray | 572 | HWW | FFE-220 | Pass Through Tray | FFE - FIXTURES / FITTINGS / EQUIPMENT | Architectural Design | No |  | No | Yes | No | No |  | ACTIVE | Identified as not required by Karlo 26/10/21 |  | Yes | Parent |  |  | 1.4.1.1 | Station | RTO | RTO
FFE-221 | Cash Drawer | 572 | HWW | FFE-221 | Cash Drawer | FFE - FIXTURES / FITTINGS / EQUIPMENT | Architectural Design | No |  | No | Yes | No | No |  | ACTIVE | Identified as not required by Karlo 26/10/21 |  | Yes | Parent |  |  | 1.4.1.1 | Station | RTO | RTO
FFE-222 | Key Cabinet | 572 | HWW | FFE-222 | Key Cabinet | FFE - FIXTURES / FITTINGS / EQUIPMENT | Architectural Design | Yes |  | No | Yes | Yes | Yes |  | ACTIVE | Identified by Karlo 26/10/21 |  | Yes | Parent |  |  | 1.4.1.1 | Station | RTO | RTO
FFE-230 | Cable Outlet | 572 | HWW | FFE-230 | Cable Outlet | FFE - FIXTURES / FITTINGS / EQUIPMENT | Architectural Design | No |  | No | Yes | No | No |  | ACTIVE | Identified as not required by Karlo 26/10/21 |  | Yes | Parent |  |  | 1.4.1.1 | Station | RTO | RTO
FFE-231 | Secure Laptop Locking Eyelet | 572 | HWW | FFE-231 | Secure Laptop Locking Eyelet | FFE - FIXTURES / FITTINGS / EQUIPMENT | Architectural Design | No |  | No | Yes | No | No |  | ACTIVE | Identified as not required by Karlo 26/10/21 |  | Yes | Parent |  |  | 1.4.1.1 | Station | RTO | RTO
FFE-232 | Analogue Wall Clock | 572 | HWW | FFE-232 | Analogue Wall Clock | FFE - FIXTURES / FITTINGS / EQUIPMENT | Architectural Design | No |  | No | Yes | No | No |  | ACTIVE | Identified as not required by Karlo 26/10/21 |  | Yes | Parent |  |  | 1.4.1.1 | Station | RTO | RTO
FFE-233 | Digital Wall Clock | 572 | HWW | FFE-233 | Digital Wall Clock | FFE - FIXTURES / FITTINGS / EQUIPMENT | Architectural Design | Yes |  | No | Yes | Yes | Yes |  | ACTIVE | Identified by Karlo 26/10/21 |  | Yes | Parent |  |  | 1.4.1.1 | Station | RTO | RTO
FFE-234 | White Board | 572 | HWW | FFE-234 | White Board | FFE - FIXTURES / FITTINGS / EQUIPMENT | Architectural Design | No |  | No | Yes | No | No |  | ACTIVE | Identified as not required by Karlo 26/10/21 |  | Yes | Parent |  |  | 1.4.1.1 | Station | RTO | RTO
FFE-235 | Bulletin Board | 572 | HWW | FFE-235 | Bulletin Board | FFE - FIXTURES / FITTINGS / EQUIPMENT | Architectural Design | No |  | No | Yes | No | No |  | ACTIVE | Identified as not required by Karlo 26/10/21 |  | Yes | Parent |  |  | 1.4.1.1 | Station | RTO | RTO
FFE-236 | Window Roller Blind | 572 | HWW | FFE-236 | Window Roller Blind | FFE - FIXTURES / FITTINGS / EQUIPMENT | Architectural Design | No |  | No | Yes | No | No |  | ACTIVE | Identified as not required by Karlo 26/10/21 |  | Yes | Parent |  |  | 1.4.1.1 | Station | RTO | RTO
FFE-237 | Fold Down Table | 572 | HWW | FFE-237 | Fold Down Table | FFE - FIXTURES / FITTINGS / EQUIPMENT | Architectural Design | No |  | No | Yes | No | No |  | ACTIVE | Identified as not required by Karlo 26/10/21 |  | Yes | Parent |  |  | 1.4.1.1 | Station | RTO | RTO
FFE-238 | Fold Down Seat | 572 | HWW | FFE-238 | Fold Down Seat | FFE - FIXTURES / FITTINGS / EQUIPMENT | Architectural Design | No |  | No | Yes | No | No |  | ACTIVE | Identified as not required by Karlo 26/10/21 |  | Yes | Parent |  |  | 1.4.6.1 | Seating | RTO | RTO
FFE-239 | Ticket Window Voice Communication System | Project Engineer's Specification | By Project Engineer | FFE-239 | Ticket Window Voice Communication System | FFE - FIXTURES / FITTINGS / EQUIPMENT | Architectural Design | Yes |  | No | Yes | Yes | Yes |  | ACTIVE | Identified by Karlo 26/10/21 |  | Yes | Parent |  |  | 1.4.1.1 | Station | RTO | RTO
FFE-241 | SCR Storage Unit | 572 | HWW | FFE-241 | SCR Storage Unit | FFE - FIXTURES / FITTINGS / EQUIPMENT | Architectural Design | No |  | No | Yes | No | No |  | ACTIVE | Identified as not required by Karlo 26/10/21 |  | Yes | Parent |  |  | 1.4.1.1 | Station | RTO | RTO
FFE-242 | PSO-H Bench | 572 | HWW | FFE-242 | PSO-H Bench | FFE - FIXTURES / FITTINGS / EQUIPMENT | Architectural Design | No |  | No | Yes | No | No |  | ACTIVE | Identified as not required by Karlo 26/10/21 |  | Yes | Parent |  |  | 1.4.1.1 | Station | RTO | RTO
FFE-243 | Staff Lunch Tea Point | 551 | HWW | FFE-243 | Staff Lunch Tea Point | FFE - FIXTURES / FITTINGS / EQUIPMENT | Architectural Design | No |  | No | Yes | No | No |  | ACTIVE | Identified as not required by Karlo 26/10/21 |  | Yes | Parent |  |  | 1.4.1.1 | Station | RTO | RTO
FFE-244 | Staff Non-Lunch Tea Point | 551 | HWW | FFE-244 | Staff Non-Lunch Tea Point | FFE - FIXTURES / FITTINGS / EQUIPMENT | Architectural Design | No |  | No | Yes | No | No |  | ACTIVE | Identified as not required by Karlo 26/10/21 |  | Yes | Parent |  |  | 1.4.1.1 | Station | RTO | RTO
FFE-245 | LED Strip Lighting to Kitchen + Tea Points |  |  | FFE-245 | LED Strip Lighting to Kitchen + Tea Points | FFE - FIXTURES / FITTINGS / EQUIPMENT | Architectural Design | No |  | No | Yes | No | No |  | ACTIVE | New type added 07/10/2022 - Reviewed by KS on 14/10/2022 |  | Yes | Parent |  |  |  |  | #N/A | #N/A
FFE-247 | PSO-W Overhead Storage Unit | 551 | HWW | FFE-247 | PSO-W Overhead Storage Unit | FFE - FIXTURES / FITTINGS / EQUIPMENT | Architectural Design | No |  | No | Yes | No | No |  | ACTIVE | Identified as not required by Karlo 26/10/21 |  | Yes | Parent |  |  | 1.4.1.1 | Station | RTO | RTO
FFE-248 | PSO Tea Point (2 Person) | 551 | HWW | FFE-248 | PSO Tea Point (2 Person) | FFE - FIXTURES / FITTINGS / EQUIPMENT | Architectural Design | No |  | No | Yes | No | No |  | ACTIVE | Identified as not required by Karlo 26/10/21 |  | Yes | Parent |  |  | 1.4.1.1 | Station | RTO | RTO
FFE-249 | PSO Tea Point (4-6 Person) | 551 | HWW | FFE-249 | PSO Tea Point (4-6 Person) | FFE - FIXTURES / FITTINGS / EQUIPMENT | Architectural Design | No |  | No | Yes | No | No |  | ACTIVE | Identified as not required by Karlo 26/10/21 |  | Yes | Parent |  |  | 1.4.1.1 | Station | RTO | RTO
FFE-250 | Meal Table | 572 | HWW | FFE-250 | Meal Table | FFE - FIXTURES / FITTINGS / EQUIPMENT | Architectural Design | No |  | No | Yes | No | No |  | ACTIVE | Identified as not required by Karlo 26/10/21 |  | Yes | Parent |  |  | 1.4.1.1 | Station | RTO | RTO
FFE-251 | Meal Table Chair | 572 | HWW | FFE-251 | Meal Table Chair | FFE - FIXTURES / FITTINGS / EQUIPMENT | Architectural Design | No |  | No | Yes | No | No |  | ACTIVE | Identified as not required by Karlo 26/10/21 |  | Yes | Parent |  |  | 1.4.1.1 | Station | RTO | RTO
FFE-252 | Waste Bin | 572 | HWW | FFE-252 | Waste Bin | FFE - FIXTURES / FITTINGS / EQUIPMENT | Architectural Design | No |  | No | Yes | No | No |  | ACTIVE | Identified as not required by Karlo 26/10/21 |  | Yes | Parent |  |  | 1.4.1.1 | Station | RTO | RTO
FFE-253 | Bench Mounted Soap Dispenser | 555 | HWW | FFE-253 | Bench Mounted Soap Dispenser | FFE - FIXTURES / FITTINGS / EQUIPMENT | Architectural Design | No |  | No | Yes | No | No |  | ACTIVE | Identified as not required by Karlo 26/10/21 |  | Yes | Parent |  |  | 1.4.1.1 | Station | RTO | RTO
FFE-254 | Dishwasher | 572 | HWW | FFE-254 | Dishwasher | FFE - FIXTURES / FITTINGS / EQUIPMENT | Architectural Design | Yes |  | No | Yes | Yes | Yes |  | ACTIVE | Identified by Karlo 26/10/21 |  | Yes | Parent | Facilities | ED | 1.4.1.1 | Station | RTO | RTO
FFE-255 | Fridge | 572 | HWW | FFE-255 | Fridge | FFE - FIXTURES / FITTINGS / EQUIPMENT | Architectural Design | Yes |  | No | Yes | Yes | Yes |  | ACTIVE | Identified by Karlo 26/10/21 |  | Yes | Parent | Facilities | ED | 1.4.1.1 | Station | RTO | RTO
FFE-256 | Microwave Oven | 572 | HWW | FFE-256 | Microwave Oven | FFE - FIXTURES / FITTINGS / EQUIPMENT | Architectural Design | Yes |  | No | Yes | Yes | Yes |  | ACTIVE | Identified by Karlo 26/10/21 |  | Yes | Parent | Facilities | ED | 1.4.1.1 | Station | RTO | RTO
FFE-257 | Toaster Oven | 572 | HWW | FFE-257 | Toaster Oven | FFE - FIXTURES / FITTINGS / EQUIPMENT | Architectural Design | Yes |  | No | Yes | Yes | Yes |  | ACTIVE | Identified by Karlo 26/10/21 |  | Yes | Parent | Facilities | ED | 1.4.1.1 | Station | RTO | RTO
FFE-258 | Sandwich Press | By Others | Supplied by Others | FFE-258 | Sandwich Press | FFE - FIXTURES / FITTINGS / EQUIPMENT | Architectural Design | Yes |  | No | Yes | Yes | Yes |  | ACTIVE | Identified by Karlo 26/10/21 |  | Yes | Parent | Facilities | ED | 1.4.1.1 | Station | RTO | RTO
FFE-259 | Bar Fridge | 572 | HWW | FFE-259 | Bar Fridge | FFE - FIXTURES / FITTINGS / EQUIPMENT | Architectural Design | Yes |  | No | Yes | Yes | Yes |  | ACTIVE | Identified by Karlo 26/10/21 |  | Yes | Parent | Facilities | ED | 1.4.1.1 | Station | RTO | RTO
FFE-260 | Locker Room Bench | 551 | HWW | FFE-260 | Locker Room Bench | FFE - FIXTURES / FITTINGS / EQUIPMENT | Architectural Design | Yes |  | No | Yes | Yes | Yes |  | ACTIVE | Identified by Karlo 26/10/21 |  | Yes | Parent |  |  | 1.4.1.1 | Station | RTO | RTO
FFE-261 | Locker | 572 | HWW | FFE-261 | Locker | FFE - FIXTURES / FITTINGS / EQUIPMENT | Architectural Design | Yes |  | No | Yes | Yes | Yes |  | ACTIVE | Identified by Karlo 26/10/21 |  | Yes | Parent |  |  | 1.4.1.1 | Station | RTO | RTO
FFE-262 | Meeting Room Table Small | 572 | HWW | FFE-262 | Meeting Room Table Small | FFE - FIXTURES / FITTINGS / EQUIPMENT | Architectural Design | Yes |  | No | Yes | Yes | Yes |  | ACTIVE | Identified by Karlo 26/10/21 |  | Yes | Parent |  |  | 1.4.1.1 | Station | RTO | RTO
FFE-263 | Meeting Room Table Large | 572 | HWW | FFE-263 | Meeting Room Table Large | FFE - FIXTURES / FITTINGS / EQUIPMENT | Architectural Design | Yes |  | No | Yes | Yes | Yes |  | ACTIVE | Identified by Karlo 26/10/21 |  | Yes | Parent |  |  | 1.4.1.1 | Station | RTO | RTO
FFE-264 | Large Fridge | 572 | HWW | FFE-264 | Large Fridge | FFE - FIXTURES / FITTINGS / EQUIPMENT | Architectural Design | Yes |  | No | Yes | Yes | Yes |  | ACTIVE | Identified by Karlo 26/10/21 |  | Yes | Parent |  |  | 1.4.1.1 | Station | RTO | RTO
FFE-265 | Adjustable Shelving | 551 | HWW | FFE-265 | Adjustable Shelving | FFE - FIXTURES / FITTINGS / EQUIPMENT | Architectural Design | No |  | No | Yes | No | No |  | ACTIVE | Identified as not required by Karlo 26/10/21 |  | Yes | Parent |  |  | 1.4.1.1 | Station | RTO | RTO
FFE-266 | CSC Desk Type 1 | 551 | HWW | FFE-266 | CSC Desk Type 1 | FFE - FIXTURES / FITTINGS / EQUIPMENT | Architectural Design | Yes |  | No | Yes | Yes | Yes |  | ACTIVE | Identified by Karlo 26/10/21 |  | Yes | Parent |  |  | 1.4.1.1 | Station | RTO | RTO
FFE-267 | CSC Desk Type 2 | 551 | HWW | FFE-267 | CSC Desk Type 2 | FFE - FIXTURES / FITTINGS / EQUIPMENT | Architectural Design | Yes |  | No | Yes | Yes | Yes |  | ACTIVE | Identified by Karlo 26/10/21 |  | Yes | Parent |  |  | 1.4.1.1 | Station | RTO | RTO
FFE-268 | CSC Desk Type DDA | 551 | HWW | FFE-268 | CSC Desk Type DDA | FFE - FIXTURES / FITTINGS / EQUIPMENT | Architectural Design | Yes |  | No | Yes | Yes | Yes |  | ACTIVE | Identified by Karlo 26/10/21 |  | Yes | Parent |  |  | 1.4.1.1 | Station | RTO | RTO
FFE-269 | CSC Lost Property Storage | 551 | HWW | FFE-269 | CSC Lost Property Storage | FFE - FIXTURES / FITTINGS / EQUIPMENT | Architectural Design | No |  | No | Yes | No | No |  | ACTIVE | Identified as not required by Karlo 26/10/21 |  | Yes | Parent |  |  | 1.4.1.1 | Station | RTO | RTO
FFE-270 | Filing Cabinet | 572 | HWW | FFE-270 | Filing Cabinet | FFE - FIXTURES / FITTINGS / EQUIPMENT | Architectural Design | Yes |  | No | Yes | Yes | Yes |  | ACTIVE | Identified by Karlo 26/10/21 |  | Yes | Parent |  |  | 1.4.1.1 | Station | RTO | RTO
FFE-271 | Storage - Mobile Pedestal | 572 | HWW | FFE-271 | Storage - Mobile Pedestal | FFE - FIXTURES / FITTINGS / EQUIPMENT | Architectural Design | Yes |  | No | Yes | Yes | Yes |  | ACTIVE | Identified by Karlo 26/10/21 |  | Yes | Parent |  |  | 1.4.1.1 | Station | RTO | RTO
FFE-272 | Safe - Ticket Office | 572 | HWW | FFE-272 | Safe - Ticket Office | FFE - FIXTURES / FITTINGS / EQUIPMENT | Architectural Design | Yes |  | No | Yes | Yes | Yes |  | ACTIVE | Identified by Karlo 26/10/21 |  | Yes | Parent |  |  | 1.4.1.1 | Station | RTO | RTO
Code Item Section Design Scope | [9 empty] | No |  |  |  |  | N/A | Heading only |  | N/A | N/A |  | N/A | N/A | N/A | N/A | N/A | N/A | N/A | N/A | N/A
FFE-273 | Safe - General Office | 572 | HWW | FFE-273 | Safe - General Office | FFE - FIXTURES / FITTINGS / EQUIPMENT | Architectural Design | Yes |  | No | Yes | Yes | Yes |  | ACTIVE | Identified by Karlo 26/10/21 |  | Yes | Parent |  |  | 1.4.1.1 | Station | RTO | RTO
FFE-274 | Filing Cabinet | 572 | HWW | FFE-274 | Document Waste Bin | FFE - FIXTURES / FITTINGS / EQUIPMENT | Architectural Design | No |  | No | Yes | No | No |  | ACTIVE | Identified as not required by Karlo 26/10/21 |  | Yes | Parent |  |  | 1.4.1.1 | Station | RTO | RTO
FFE-275 | Adjustable Foot Stool | 572 | HWW | FFE-275 | Adjustable Foot Stool | FFE - FIXTURES / FITTINGS / EQUIPMENT | Architectural Design | Yes |  | No | Yes | Yes | Yes |  | ACTIVE | Identified by Karlo 26/10/21 |  | Yes | Parent |  |  | 1.4.1.1 | Station | RTO | RTO
FFE-276 | Meeting Table | 572 | HWW | FFE-276 | Meeting Table | FFE - FIXTURES / FITTINGS / EQUIPMENT | Architectural Design | Yes |  | No | Yes | Yes | Yes |  | ACTIVE | Identified by Karlo 26/10/21 |  | Yes | Parent |  |  | 1.4.1.1 | Station | RTO | RTO
FFE-277 | Workstation | 571 | HWW | FFE-277 | Workstation | FFE - FIXTURES / FITTINGS / EQUIPMENT | Architectural Design | Yes |  | No | Yes | Yes | Yes |  | ACTIVE | Identified by Karlo 26/10/21 |  | Yes | Parent |  |  | 1.4.1.1 | Station | RTO | RTO
FFE-278 | Adjustable Drawing Table | 572 | HWW | FFE-278 | Adjustable Drawing Table | FFE - FIXTURES / FITTINGS / EQUIPMENT | Architectural Design | Yes |  | No | Yes | Yes | Yes |  | ACTIVE | Identified by Karlo 26/10/21 |  | Yes | Parent |  |  | 1.4.1.1 | Station | RTO | RTO
FFE-279 | Drawing Rack | 572 | HWW | FFE-279 | Drawing Rack | FFE - FIXTURES / FITTINGS / EQUIPMENT | Architectural Design | Yes |  | No | Yes | Yes | Yes |  | ACTIVE | Identified by Karlo 26/10/21 |  | Yes | Parent |  |  | 1.4.1.1 | Station | RTO | RTO
FFE-280 | Task Chair | 572 | HWW | FFE-280 | Task Chair | FFE - FIXTURES / FITTINGS / EQUIPMENT | Architectural Design | Yes |  | No | Yes | Yes | Yes |  | ACTIVE | Identified by Karlo 26/10/21 |  | Yes | Parent |  |  | 1.4.1.1 | Station | RTO | RTO
FFE-281 | Task Chair - Drafting Height | 572 | HWW | FFE-281 | Task Chair - Drafting Height | FFE - FIXTURES / FITTINGS / EQUIPMENT | Architectural Design | Yes |  | No | Yes | Yes | Yes |  | ACTIVE | Identified by Karlo 26/10/21 |  | Yes | Parent |  |  | 1.4.1.1 | Station | RTO | RTO
FFE-282 | Armchair | 572 | HWW | FFE-282 | Armchair | FFE - FIXTURES / FITTINGS / EQUIPMENT | Architectural Design | Yes |  | No | Yes | Yes | Yes |  | ACTIVE | Identified by Karlo 26/10/21 |  | Yes | Parent |  |  | 1.4.1.1 | Station | RTO | RTO
FFE-283 | Parents Room Armchair | 572 | HWW | FFE-283 | Parents Room Armchair | FFE - FIXTURES / FITTINGS / EQUIPMENT | Architectural Design | Yes |  | No | Yes | Yes | Yes |  | ACTIVE | Identified by Karlo 26/10/21 |  | Yes | Parent |  |  | 1.4.1.1 | Station | RTO | RTO
FFE-284 | Convex Mirror (Egress Paths) | 572 | HWW | FFE-284 | Convex Mirror (Egress Paths) | FFE - FIXTURES / FITTINGS / EQUIPMENT | Architectural Design | No |  | No | Yes | No | No |  | ACTIVE | Identified as not required by Karlo 26/10/21 |  | Yes | Parent |  |  | 1.4.1.1 | Station | RTO | RTO
FFE-285 | First Aid Medicine Equipment Cabinet | Project Engineer's Specification | By Project Engineer | FFE-285 | First Aid Medicine Equipment Cabinet | FFE - FIXTURES / FITTINGS / EQUIPMENT | Architectural Design | Yes |  | No | Yes | Yes | Yes |  | ACTIVE | Identified by Karlo 26/10/21 |  | Yes | Parent |  |  | 1.4.1.1 | Station | RTO | RTO
FFE-286 | Safe and Counting Desk | 551 | HWW | FFE-286 | Safe and Counting Desk | FFE - FIXTURES / FITTINGS / EQUIPMENT | Architectural Design | Yes |  | No | Yes | Yes | Yes |  | ACTIVE | Identified by Karlo 26/10/21 |  | Yes | Parent |  |  | 1.4.1.1 | Station | RTO | RTO
FFE-287 | Sign In Desk | 551 | HWW | FFE-287 | Sign In Desk | FFE - FIXTURES / FITTINGS / EQUIPMENT | Architectural Design | Yes |  | No | Yes | Yes | Yes |  | ACTIVE | Identified by Karlo 26/10/21 |  | Yes | Parent | N/A | not recorded | 1.4.6.2 | Signage | RTO | RTO
FFE-288 | Meeting Room Storage | 551 | HWW | FFE-288 | Meeting Room Storage | FFE - FIXTURES / FITTINGS / EQUIPMENT | Architectural Design | Yes |  | No | Yes | Yes | Yes |  | ACTIVE | Identified by Karlo 26/10/21 |  | Yes | Parent |  |  | 1.4.1.1 | Station | RTO | RTO
FFE-289 | Maintenance Office Storage | 551 | HWW | FFE-289 | Maintenance Office Storage | FFE - FIXTURES / FITTINGS / EQUIPMENT | Architectural Design | Yes |  | No | Yes | Yes | Yes |  | ACTIVE | Identified by Karlo 26/10/21 |  | Yes | Parent |  |  | 1.4.1.1 | Station | RTO | RTO
FFE-290 | Examination Couch | 572 | HWW | FFE-290 | Examination Couch | FFE - FIXTURES / FITTINGS / EQUIPMENT | Architectural Design | Yes |  | No | Yes | Yes | Yes |  | ACTIVE | Identified by Karlo 26/10/21 |  | Yes | Parent |  |  | 1.4.1.1 | Station | RTO | RTO
FFE-291 | Bicycle Rack | 552 | HWW | FFE-291 | Bicycle Rack | FFE - FIXTURES / FITTINGS / EQUIPMENT | Architectural Design | Yes |  | No | Yes | Yes | Yes |  | ACTIVE | Identified by Karlo 26/10/21 |  | Yes | Parent |  |  | 1.4.1.1 | Station | RTO | RTO
FFE-292 | First Aid Joinery | 551 | HWW | FFE-292 | First Aid Joinery | FFE - FIXTURES / FITTINGS / EQUIPMENT | Architectural Design | Yes |  | No | Yes | Yes | Yes |  | ACTIVE | Identified by Karlo 26/10/21 |  | Yes | Parent |  |  | 1.4.1.1 | Station | RTO | RTO
FFE-293 | Parents Room Joinery | 551 | HWW | FFE-293 | Parents Room Joinery | FFE - FIXTURES / FITTINGS / EQUIPMENT | Architectural Design | Yes |  | No | Yes | Yes | Yes |  | ACTIVE | Identified by Karlo 26/10/21 |  | Yes | Parent |  |  | 1.4.1.1 | Station | RTO | RTO
FFE-294 | Staff Kitchen Joinery | 551 | HWW | FFE-294 | Staff Kitchen Joinery | FFE - FIXTURES / FITTINGS / EQUIPMENT | Architectural Design | Yes |  | No | Yes | Yes | Yes |  | ACTIVE | Identified by Karlo 26/10/21 |  | Yes | Parent |  |  | 1.4.1.1 | Station | RTO | RTO
FFE-295 | Tea Point | 572 | HWW | FFE-295 | Tea Point | FFE - FIXTURES / FITTINGS / EQUIPMENT | Architectural Design | Yes |  | No | Yes | Yes | Yes |  | ACTIVE | Identified by Karlo 26/10/21 |  | Yes | Parent |  |  | 1.4.1.1 | Station | RTO | RTO
FFE-296 | Fold Down Shelf | 572 | HWW | FFE-296 | Fold Down Shelf | FFE - FIXTURES / FITTINGS / EQUIPMENT | Architectural Design | Yes |  | No | Yes | Yes | Yes |  | ACTIVE | Identified by Karlo 26/10/21 |  | Yes | Parent |  |  | 1.4.1.1 | Station | RTO | RTO
FFE-297 | Wall Mounted Workstation | 572 | HWW | FFE-297 | Wall Mounted Workstation | FFE - FIXTURES / FITTINGS / EQUIPMENT | Architectural Design | Yes |  | No | Yes | Yes | Yes |  | ACTIVE | Identified by Karlo 26/10/21 |  | Yes | Parent |  |  | 1.4.1.1 | Station | RTO | RTO
FFE-298 | Wall Mounted Workstation (Dual Monitors) | 572 | HWW | FFE-298 | Wall Mounted Workstation (Dual Monitors) | FFE - FIXTURES / FITTINGS / EQUIPMENT | Architectural Design | Yes |  | No | Yes | Yes | Yes |  | ACTIVE | Identified by Karlo 31/03/2022 |  | Yes | Parent |  |  | 1.4.1.1 | Station | RTO | RTO
FFE-299 | SMO Storage | 551 | HWW | FFE-299 | SMO Storage | FFE - FIXTURES / FITTINGS / EQUIPMENT | Architectural Design | Yes |  | No | Yes | Yes | Yes |  | ACTIVE | Identified by Karlo 26/10/21 |  | Yes | Parent |  |  | 1.4.1.1 | Station | RTO | RTO
FFE-300 | FOH FURNITURE / FITTINGS | [8 empty] | No |  |  |  |  | N/A | Heading only |  | N/A | N/A |  | N/A | N/A | N/A | N/A | N/A | N/A | N/A | N/A | N/A
FFE-301 | ATM | Project Engineer's Specification | By Project Engineer | FFE-301 | ATM | FFE - FIXTURES / FITTINGS / EQUIPMENT | Architectural Design | Yes |  | No | Yes | Yes | Yes |  | ACTIVE | Identified by Karlo 26/10/21 |  | Yes | Parent | Facilities | ED | 1.4.1.1 | Station | RTO | RTO
FFE-310 | Vending Machine | Project Engineer's Specification | By Project Engineer | FFE-310 | Vending Machine | FFE - FIXTURES / FITTINGS / EQUIPMENT | Architectural Design | Yes |  | No | Yes | Yes | Yes |  | ACTIVE | Identified by Karlo 26/10/21 |  | Yes | Parent |  |  | 1.4.1.1 | Station | RTO | RTO
FFE-330 | Help Point | 572 | HWW | FFE-330 | Help Point | FFE - FIXTURES / FITTINGS / EQUIPMENT | Architectural Design | Yes |  | No | Yes | Yes | Yes |  | ACTIVE | Identified by Karlo 26/10/21 |  | Yes | Parent |  |  | 1.4.1.1 | Station | RTO | RTO
FFE-340 | Public Rubbish Bag Holder | 572 | HWW | FFE-340 | Public Rubbish Bag Holder | FFE - FIXTURES / FITTINGS / EQUIPMENT | Architectural Design | No |  | No | Yes | No | No |  | ACTIVE | Identified as not required by Karlo 26/10/21 |  | Yes | Parent |  |  | 1.4.1.1 | Station | RTO | RTO
FFE-350 | Poster Case | 572 | HWW | FFE-350 | Poster Case | FFE - FIXTURES / FITTINGS / EQUIPMENT | Architectural Design | No |  | No | Yes | No | No |  | ACTIVE | Identified as not required by Karlo 26/10/21 |  | Yes | Parent |  |  | 1.4.1.1 | Station | RTO | RTO
FFE-351 | Pay Phone | Project Engineer's Specification | By Project Engineer | FFE-351 | Pay Phone | FFE - FIXTURES / FITTINGS / EQUIPMENT | Architectural Design | Yes |  | No | Yes | Yes | Yes |  | ACTIVE | Identified by Karlo 26/10/21 |  | Yes | Parent |  |  | 1.4.1.1 | Station | RTO | RTO
FFE-400 | CABINET | [8 empty] | No |  |  |  |  | N/A | Heading only |  | N/A | N/A |  | N/A | N/A | N/A | N/A | N/A | N/A | N/A | N/A | N/A
FFE-402 | Disaster Plan Cabinet | 572 | HWW | FFE-402 | Disaster Plan Cabinet | FFE - FIXTURES / FITTINGS / EQUIPMENT | Architectural Design | Yes |  | No | Yes | Yes | Yes |  | ACTIVE | Identified by Karlo 26/10/21 |  | Yes | Parent |  |  | 1.4.1.1 | Station | RTO | RTO
FFE-420 | Fire Hydrant Cabinet | 572 | HWW | FFE-420 | Fire Hydrant Cabinet | FFE - FIXTURES / FITTINGS / EQUIPMENT | Architectural Design | Yes |  | No | Yes | Yes | Yes |  | ACTIVE | Identified by Karlo 26/10/21 |  | Yes | Parent |  |  | 1.4.1.1 | Station | RTO | RTO
FFE-421 | Fire Hose Reel Cabinet | 572 | HWW | FFE-421 | Fire Hose Reel Cabinet | FFE - FIXTURES / FITTINGS / EQUIPMENT | Architectural Design | Yes |  | No | Yes | Yes | Yes |  | ACTIVE | Identified by Karlo 26/10/21 |  | Yes | Parent |  |  | 1.4.1.1 | Station | RTO | RTO
FFE-430 | PSO CCTV Joinery | 551 | HWW | FFE-430 | PSO CCTV Joinery | FFE - FIXTURES / FITTINGS / EQUIPMENT | Architectural Design | Yes |  | No | Yes | Yes | Yes |  | ACTIVE | Identified by Karlo 26/10/21 |  | Yes | Parent |  |  | 1.2.1 | CCTV/Security MGMT | RTO | RTO
FFE-440 | PSO Wet Gear Joinery - 2 Person | 551 | HWW | FFE-440 | PSO Wet Gear Joinery - 2 Person | FFE - FIXTURES / FITTINGS / EQUIPMENT | Architectural Design | Yes |  | No | Yes | Yes | Yes |  | ACTIVE | Identified by Karlo 26/10/21 |  | Yes | Parent |  |  | 1.4.1.1 | Station | RTO | RTO
FFE-450 | PSO Wet Gear Joinery - 4 Person | 551 | HWW | FFE-450 | PSO Wet Gear Joinery - 4 Person | FFE - FIXTURES / FITTINGS / EQUIPMENT | Architectural Design | Yes |  | No | Yes | Yes | Yes |  | ACTIVE | Identified by Karlo 26/10/21 |  | Yes | Parent |  |  | 1.4.1.1 | Station | RTO | RTO
FFE-500 | BINS | [8 empty] | No |  |  |  |  | N/A | Heading only |  | N/A | N/A |  | N/A | N/A | N/A | N/A | N/A | N/A | N/A | N/A | N/A
FFE-596 | Wall Mounted Waste Bin | 555 | HWW | FFE-596 | Wall Mounted Waste Bin | FFE - FIXTURES / FITTINGS / EQUIPMENT | Architectural Design | Yes |  | No | Yes | Yes | Yes |  | ACTIVE | Identified by Karlo 31/03/2022 |  | Yes | Parent |  |  | 1.4.1.1 | Station | RTO | RTO
FFE-600 | ENTRY PORTAL | [8 empty] | No |  |  |  |  | N/A | Heading only |  | N/A | N/A |  | N/A | N/A | N/A | N/A | N/A | N/A | N/A | N/A | N/A
FFE-610 | Propped Entry Portal | 572 | HWW | FFE-610 | Propped Entry Portal | FFE - FIXTURES / FITTINGS / EQUIPMENT | Architectural Design | No |  | No | Yes | No | No |  | RETIRED | Type No longer in ARC TRS 07/10/2022 |  |  | Parent |  |  | 1.4.1.1 | Station | RTO | RTO
FFE-650 | Floor Mounted Entry Portal | 572 | HWW | FFE-650 | Floor Mounted Entry Portal | FFE - FIXTURES / FITTINGS / EQUIPMENT | Architectural Design | No |  | No | Yes | No | No |  | NOT IN SCOPE | Identified as not required by Karlo 26/10/21 |  |  | Parent |  |  | 1.4.1.1 | Station | RTO | RTO
FFE-651 | Floor Mounted Entry Portal with Upstand Skirting | 572 | HWW | FFE-651 | Floor Mounted Entry Portal with Upstand Skirting | FFE - FIXTURES / FITTINGS / EQUIPMENT | Architectural Design | No |  | No | Yes | No | No |  | RETIRED | Type No longer in ARC TRS 07/10/2022 |  | Yes | Child | N/A | not recorded | 1.4.1.1 | Station | RTO | RTO
FFE-700 | GATELINE PORTAL | [8 empty] | No |  |  |  |  | N/A | Heading only |  | N/A | N/A |  | N/A | N/A | N/A | N/A | N/A | N/A | N/A | N/A | N/A
FFE-701 | Suspended Gateline Portal | 572 | HWW | FFE-701 | Suspended Gateline Portal | FFE - FIXTURES / FITTINGS / EQUIPMENT | Architectural Design | No |  | No | Yes | No | No |  | ACTIVE | Identified as not required by Karlo 26/10/21 |  |  | Parent |  |  | 1.4.1.1 | Station | RTO | RTO
FFE-750 | Floor Mounted Gateline Portal | 572 | HWW | FFE-750 | Floor Mounted Gateline Portal | FFE - FIXTURES / FITTINGS / EQUIPMENT | Architectural Design | No |  | No | Yes | No | No |  | ACTIVE | Identified as not required by Karlo 26/10/21 |  | Yes | Parent | N/A | not recorded | 1.4.1.1 | Station | RTO | RTO
FFE-800 | TOTEM / FLAGPOLE | [8 empty] | No |  |  |  |  | N/A | Heading only |  | N/A | N/A |  | N/A | N/A | N/A | N/A | N/A | N/A | N/A | N/A | N/A
FFE-801 | Totem | 572 | HWW | FFE-801 | Totem | FFE - FIXTURES / FITTINGS / EQUIPMENT | Architectural Design | Yes |  | No | Yes | Yes | Yes |  | ACTIVE | Identified by Karlo 26/10/21 |  | Yes | Parent |  |  | 1.4.1.1 | Station | RTO | RTO
FFE-803 | Totem - Customer Help Point | 572 | HWW | FFE-803 | Totem - Customer Help Point | FFE - FIXTURES / FITTINGS / EQUIPMENT | Architectural Design | Yes |  | No | Yes | Yes | Yes |  | ACTIVE | Identified by Karlo 26/10/21 |  | Yes | Parent |  |  | 1.4.1.1 | Station | RTO | RTO
FFE-805 | Totem - PID Integrated | 572 | HWW | FFE-805 | Totem - PID Integrated | FFE - FIXTURES / FITTINGS / EQUIPMENT | Architectural Design | Yes |  | No | Yes | Yes | Yes |  | ACTIVE | Identified by Karlo 26/10/21 |  | Yes | Parent |  |  | 1.4.1.1 | Station | RTO | RTO
FFE-806 | Totem - Tabbed Signage and EOL Components | 572 | HWW | FFE-806 | Totem - Tabbed Signage and EOL Components | FFE - FIXTURES / FITTINGS / EQUIPMENT | Architectural Design | Yes |  | No | Yes | Yes | Yes |  | ACTIVE | Identified by Karlo 26/10/21 |  | Yes | Parent | Facilities | SI | 1.4.6.2 | Signage | RTO | RTO
FFE-807 | Totem - Exit Guide | 572 | HWW | FFE-807 | Totem - Exit Guide | FFE - FIXTURES / FITTINGS / EQUIPMENT | Architectural Design | Yes |  | No | Yes | Yes | Yes |  | ACTIVE | Identified by Karlo 26/10/21 |  | Yes | Parent |  |  | 1.4.1.1 | Station | RTO | RTO
Code Item Section Design Scope | [9 empty] | No |  |  |  |  | N/A | Heading only |  | N/A | N/A |  | N/A | N/A | N/A | N/A | N/A | N/A | N/A | N/A | N/A
FFE-810 | Totem - Legible City | Landscape Architect's Specification | HWW - Refer to Landscape Specification | FFE-810 | Totem - Legible City | FFE - FIXTURES / FITTINGS / EQUIPMENT | Architectural Design | Yes |  | No | Yes | Yes | Yes |  | ACTIVE | Identified by Karlo 26/10/21 |  | Yes | Parent |  |  | 1.4.1.1 | Station | RTO | RTO
FFE-820 | Totem Fire Hydrant and Help Point | 572 | HWW | FFE-820 | Totem Fire Hydrant and Help Point | FFE - FIXTURES / FITTINGS / EQUIPMENT | Architectural Design | Yes |  | No | Yes | Yes | Yes |  | ACTIVE | Identified by Karlo 26/10/21 |  | Yes | Parent |  |  | 1.4.1.1 | Station | RTO | RTO
FFE-830 | Vent Totem | 572 | HWW | FFE-830 | Vent Totem | FFE - FIXTURES / FITTINGS / EQUIPMENT | Architectural Design | Yes |  | No | Yes | Yes | Yes |  | ACTIVE | Identified by Karlo 31/03/2022 |  | Yes | Parent |  |  | 1.4.1.1 | Station | RTO | RTO
FFE-890 | Floor Mounted Postercase | 572 | HWW | FFE-890 | Floor Mounted Postercase | FFE - FIXTURES / FITTINGS / EQUIPMENT | Architectural Design | No |  | No | Yes | No | No |  | ACTIVE | Identified as not required by Karlo 26/10/21 |  | Yes | Parent | N/A | not recorded | 1.4.1.1 | Station | RTO | RTO
FFE-900 | EXTERNAL FURNITURE | [8 empty] | No |  |  |  |  | N/A | Heading only |  | N/A | N/A |  | N/A | N/A | N/A | N/A | N/A | N/A | N/A | N/A | N/A
FFE-901 | Street Lamp | 572 | HWW | FFE-901 | Street Lamp | FFE - FIXTURES / FITTINGS / EQUIPMENT | Architectural Design | Yes |  | No | Yes | Yes | Yes |  | ACTIVE | Identified by Karlo 26/10/21 |  | Yes | Parent | Structures | SR | 1.4.1.1 | Station | RTO | RTO
FFE-902 | Street Lamp - Balustrade Integrated - Arden | 572 | HWW | FFE-902 | Street Lamp - Balustrade Integrated - Arden | FFE - FIXTURES / FITTINGS / EQUIPMENT | Architectural Design | Yes |  | No | Yes | Yes | Yes |  | ACTIVE | Identified by Karlo 26/10/21 |  | Yes | Parent | Structures | SR | 1.4.1.1 | Station | RTO | RTO
FFE-903 | Street Lamp - Balustrade Integrated - Domain | 572 | HWW | FFE-903 | Street Lamp - Balustrade Integrated - Domain | FFE - FIXTURES / FITTINGS / EQUIPMENT | Architectural Design | Yes |  | No | Yes | Yes | Yes |  | ACTIVE | Identified by Karlo 26/10/21 |  | Yes | Parent | Structures | SR | 1.4.1.1 | Station | RTO | RTO
FLA | FLASHINGS & COPINGS | [8 empty] | No |  |  |  |  | N/A | Heading only |  | N/A | N/A |  | N/A | N/A | N/A | N/A | N/A | N/A | N/A | N/A | N/A
FLA-100 | METAL FLASHING | [8 empty] | No |  |  |  |  | N/A | Heading only |  | N/A | N/A |  | N/A | N/A | N/A | N/A | N/A | N/A | N/A | N/A | N/A
FLA-101 | Metal Flashing | 431 | HWW | FLA-101 | Metal Flashing | FLA - FLASHINGS & COPINGS | Architectural Design | No |  | No | Yes | No | No |  | ACTIVE | Identified as not required by Karlo 26/10/21 |  |  | Child |  |  | 1.4.1.1 | Station | RTO | RTO
FLA-102 | Metal Flashing - PPC | 431 | HWW | FLA-102 | Metal Flashing -WPZ | FLA - FLASHINGS & COPINGS | Architectural Design | No |  | No | Yes | No | No |  | ACTIVE | Identified as not required by Karlo 26/10/21 |  |  | Child |  |  | 1.4.1.1 | Station | RTO | RTO
FLA-103 | Curved Metal Flashing - EPZ | 431 | HWW | FLA-103 | Curved Metal Flashing - EPZ | FLA - FLASHINGS & COPINGS | Architectural Design | No |  | No | Yes | No | No |  | ACTIVE | Identified as not required by Karlo 26/10/21 |  |  | Child |  |  | 1.4.1.1 | Station | RTO | RTO
FLA-104 | Metal Flashing - Heavy Duty | 431 | HWW | FLA-104 | Metal Flashing - Heavy Duty | FLA - FLASHINGS & COPINGS | Architectural Design | No |  | No | Yes | No | No |  | ACTIVE | Identified as not required by Karlo 26/10/21 |  |  | Child |  |  | 1.4.1.1 | Station | RTO | RTO
FLA-150 | PSD - Cladding Junction Linear Flashing | 431 | HWW | FLA-150 | PSD - Cladding Junction Linear Flashing | FLA - FLASHINGS & COPINGS | Architectural Design | No |  | No | Yes | No | No |  | ACTIVE | Identified as not required by Karlo 31/03/2022 |  |  | Child |  |  | 1.4.1.1 | Station | RTO | RTO
FLA-160 | Stainless Steel Flashing (DOM Retail Kiosk) | 431 | HWW | FLA-160 | Stainless Steel Flashing (DOM Retail Kiosk) | FLA - FLASHINGS & COPINGS | Architectural Design | No |  | No | Yes | No | No |  | ACTIVE | Identified as not required by Karlo 31/03/2022 |  |  | Child |  |  | 1.4.1.1 | Station | RTO | RTO
FLA-200 | METAL ROOF COPING | [8 empty] | No |  |  |  |  | N/A | Heading only |  | N/A | N/A |  | N/A | N/A | N/A | N/A | N/A | N/A | N/A | N/A | N/A
FLA-201 | Metal Roof Capping | 431 | HWW | FLA-201 | Metal Roof Capping | FLA - FLASHINGS & COPINGS | Architectural Design | No |  | No | Yes | No | No |  | ACTIVE | Identified as not required by Karlo 26/10/21 |  |  | Child | N/A | not recorded | 1.4.1.1 | Station | RTO | RTO
FLA-202 | Metal Roof Capping | 431 | HWW | FLA-202 | Metal Roof Capping | FLA - FLASHINGS & COPINGS | Architectural Design | No |  | No | Yes | No | No |  | ACTIVE | Identified as not required by Karlo 26/10/21 |  |  | Child | N/A | not recorded | 1.4.1.1 | Station | RTO | RTO
FLG | FLOOR FINISHES LININGS | [8 empty] | No |  |  |  |  | N/A | Heading only |  | N/A | N/A |  | N/A | N/A | N/A | N/A | N/A | N/A | N/A | N/A | N/A
FLG-100 | STONE PAVING | [8 empty] | No |  |  |  |  | N/A | Heading only |  | N/A | N/A |  | N/A | N/A | N/A | N/A | N/A | N/A | N/A | N/A | N/A
FLG-101 | Stone Paving | 774 | HWW | FLG-101 | Stone Paving | FLG - FLOOR FINISHES LININGS | Architectural Design | No |  | No | Yes | No | No |  | ACTIVE | Identified as not required by Karlo 26/10/21 |  | Yes | Parent | N/A | not recorded | 1.4.6.3 | Landscape | RTO | RTO
FLG-102 | Stone Paving - Bridges | 774 | HWW | FLG-102 | Stone Paving - Bridges | FLG - FLOOR FINISHES LININGS | Architectural Design | No |  | No | Yes | No | No |  | ACTIVE | Identified as not required by Karlo 26/10/21 |  | Yes | Parent | N/A | not recorded | 1.4.6.3 | Landscape | RTO | RTO
FLG-103 | Stone Paving Inset - Bluestone | 774 | HWW | FLG-103 | Stone Paving Inset - Bluestone | FLG - FLOOR FINISHES LININGS | Architectural Design | No |  | No | Yes | No | No |  | ACTIVE | Identified as not required by Karlo 26/10/21 |  | Yes | Parent | N/A | not recorded | 1.4.6 | Public Realm | RTO | RTO
FLG-105 | Stone Paving Inset - Contrast | 774 | HWW | FLG-105 | Stone Paving Inset - Contrast | FLG - FLOOR FINISHES LININGS | Architectural Design | No |  | No | Yes | No | No |  | ACTIVE | Identified as not required by Karlo 26/10/21 |  | Yes | Parent | N/A | not recorded | 1.4.6.3 | Landscape | RTO | RTO
FLG-111 | Stone Paving with Black Blister Tactile Indicator | 774 | HWW | FLG-111 | Stone Paving with Black Blister Tactile Indicator | FLG - FLOOR FINISHES LININGS | Architectural Design | No |  | No | Yes | No | No |  | ACTIVE | Identified as not required by Karlo 26/10/21 |  | Yes | Parent | N/A | not recorded | 1.4.1.1 | Station | RTO | RTO
FLG-112 | Stone Paving with Black Corduroy Tactile Indicator | 774 | HWW | FLG-112 | Stone Paving with Black Corduroy Tactile Indicator | FLG - FLOOR FINISHES LININGS | Architectural Design | No |  | No | Yes | No | No |  | ACTIVE | Identified as not required by Karlo 26/10/21 |  | Yes | Parent | N/A | not recorded | 1.4.1.1 | Station | RTO | RTO
FLG-114 | Stone Paving - Elongated | 774 | HWW | FLG-114 | Stone Paving - Elongated | FLG - FLOOR FINISHES LININGS | Architectural Design | No |  | No | Yes | No | No |  | ACTIVE | Identified as not required by Karlo 26/10/21 |  | Yes | Parent | N/A | not recorded | 1.4.6.3 | Landscape | RTO | RTO
FLG-115 | Stone Paving - Radial | 774 | HWW | FLG-115 | Stone Paving - Radial | FLG - FLOOR FINISHES LININGS | Architectural Design | No |  | No | Yes | No | No |  | ACTIVE | Identified as not required by Karlo 26/10/21 |  | Yes | Parent | N/A | not recorded | 1.4.6.3 | Landscape | RTO | RTO
FLG-120 | Bluestone Paving | 774 | HWW | FLG-120 | Bluestone Paving | FLG - FLOOR FINISHES LININGS | Architectural Design | No |  | No | Yes | No | No |  | ACTIVE | Identified as not required by Karlo 26/10/21 |  | Yes | Parent | N/A | not recorded | 1.4.6 | Public Realm | RTO | RTO
FLG-125 | Circular Glazed Inserts in Precast Panel | 774 | HWW | FLG-125 | Circular Glazed Inserts in Precast Panel | FLG - FLOOR FINISHES LININGS | Architectural Design | No |  | No | Yes | No | No |  | ACTIVE | Identified as not required by Karlo 26/10/21 |  |  | Child |  |  | 1.4.1.1 | Station | RTO | RTO
FLG-131 | Bluestone Paving with Sesame Blister Tactile Indicator | 774 | HWW | FLG-131 | Bluestone Paving with Sesame Blister Tactile Indicator | FLG - FLOOR FINISHES LININGS | Architectural Design | No |  | No | Yes | No | No |  | ACTIVE | Identified as not required by Karlo 26/10/21 |  | Yes | Parent | N/A | not recorded | 1.4.1.1 | Station | RTO | RTO
FLG-133 | Bluestone Paving with Sesame Corduroy Tactile Indicator | 774 | HWW | FLG-133 | Bluestone Paving with Sesame Corduroy Tactile Indicator | FLG - FLOOR FINISHES LININGS | Architectural Design | No |  | No | Yes | No | No |  | ACTIVE | Identified as not required by Karlo 26/10/21 |  | Yes | Parent | N/A | not recorded | 1.4.1.1 | Station | RTO | RTO
FLG-140 | Stone Paving - Degraves | 774 | HWW | FLG-140 | Stone Paving - Degraves | FLG - FLOOR FINISHES LININGS | Architectural Design | No |  | No | Yes | No | No |  | ACTIVE | Identified as not required by Karlo 26/10/21 |  | Yes | Parent | N/A | not recorded | 1.4.6.3 | Landscape | RTO | RTO
FLG-145 | Terrazzo to Match Existing - Degraves | 774 | HWW | FLG-145 | Terrazzo to Match Existing - Degraves | FLG - FLOOR FINISHES LININGS | Architectural Design | No |  | No | Yes | No | No |  | ACTIVE | Identified as not required by Karlo 26/10/21 |  |  | Child |  |  | 1.4.1.1 | Station | RTO | RTO
FLG-146 | Terrazzo - Campbell Arcade | 774 | HWW | FLG-146 | Terrazzo - Campbell Arcade | FLG - FLOOR FINISHES LININGS | Architectural Design | No |  | No | Yes | No | No |  | ACTIVE | Identified as not required by Karlo 26/10/21 |  |  | Child |  |  | 1.4.1.1 | Station | RTO | RTO
FLG-150 | Stone Paving to Lifts | 774 | HWW | FLG-150 | Stone Paving to Lifts | FLG - FLOOR FINISHES LININGS | Architectural Design | No |  | No | Yes | No | No |  | ACTIVE | Identified as not required by Karlo 31/03/2022 |  | Yes | Parent | N/A | not recorded | 1.4.6.3 | Landscape | RTO | RTO
FLG-200 | CERAMIC / TILE | [8 empty] | No |  |  |  |  | N/A | Heading only |  | N/A | N/A |  | N/A | N/A | N/A | N/A | N/A | N/A | N/A | N/A | N/A
FLG-201 | Vitrified Tiles - FOH | 631 | HWW | FLG-201 | Vitrified Tiles - FOH | FLG - FLOOR FINISHES LININGS | Architectural Design | No |  | No | Yes | No | No |  | ACTIVE | Identified as not required by Karlo 26/10/21 |  |  | Child |  |  | 1.4.1.1 | Station | RTO | RTO
FLG-210 | Vitrified Tiles - BOH | 631 | HWW | FLG-210 | Vitrified Tiles - BOH | FLG - FLOOR FINISHES LININGS | Architectural Design | No |  | No | Yes | No | No |  | ACTIVE | Identified as not required by Karlo 26/10/21 |  |  | Child |  |  | 1.4.1.1 | Station | RTO | RTO
FLG-300 | RESILIENT FINISH | [8 empty] | No |  |  |  |  | N/A | Heading only |  | N/A | N/A |  | N/A | N/A | N/A | N/A | N/A | N/A | N/A | N/A | N/A
FLG-301 | Vinyl Flooring | 651 | HWW | FLG-301 | Vinyl Flooring | FLG - FLOOR FINISHES LININGS | Architectural Design | No |  | No | Yes | No | No |  | ACTIVE | Identified as not required by Karlo 26/10/21 |  | Yes | Child | N/A | not recorded | 1.4.1.1 | Station | RTO | RTO
FLG-302 | Vinyl Flooring - Static Dissipative | 651 | HWW | FLG-302 | Vinyl Flooring - Static Dissipative | FLG - FLOOR FINISHES LININGS | Architectural Design | No |  | No | Yes | No | No |  | ACTIVE | Identified as not required by Karlo 26/10/21 |  | Yes | Child | N/A | not recorded | 1.4.1.1 | Station | RTO | RTO
FLG-310 | Vinyl Flooring - PSO | 651 | HWW | FLG-310 | Vinyl Flooring - PSO | FLG - FLOOR FINISHES LININGS | Architectural Design | No |  | No | Yes | No | No |  | ACTIVE | Identified as not required by Karlo 26/10/21 |  | Yes | Child | N/A | not recorded | 1.4.1.1 | Station | RTO | RTO
FLG-320 | Vinyl Flooring - La Trobe | 651 | HWW | FLG-320 | Vinyl Flooring - La Trobe | FLG - FLOOR FINISHES LININGS | Architectural Design | No |  | No | Yes | No | No |  | ACTIVE | Identified as not required by Karlo 26/10/21 |  | Yes | Child | N/A | not recorded | 1.4.1.1 | Station | RTO | RTO
FLG-350 | Bitumen Floor - Degraves | 651 | HWW | FLG-350 | Bitumen Floor - Degraves | FLG - FLOOR FINISHES LININGS | Architectural Design | No |  | No | Yes | No | No |  | ACTIVE | Identified as not required by Karlo 31/03/2022 |  | Yes | Child | N/A | not recorded | 1.4.1.1 | Station | RTO | RTO
FLG-400 | DRAINAGE | [8 empty] | No |  |  |  |  | N/A | Heading only |  | N/A | N/A |  | N/A | N/A | N/A | N/A | N/A | N/A | N/A | N/A | N/A
FLG-401 | Slot Drain | 552 | HWW | FLG-401 | Slot Drain | FLG - FLOOR FINISHES LININGS | Architectural Design | No |  | No | Yes | No | No |  | ACTIVE | Identified as not required by Karlo 26/10/21 |  | Yes | Parent |  |  | 1.4.1.8 | Drains | RTO | RTO
FLG-402 | Linear Drain with Tile Insert | 552 | HWW | FLG-402 | Linear Drain with Tile Insert | FLG - FLOOR FINISHES LININGS | Architectural Design | No |  | No | Yes | No | No |  | ACTIVE | Identified as not required by Karlo 26/10/21 |  |  | Parent |  |  | 1.4.1.8 | Drains | RTO | RTO
FLG-403 | Scupper Drain | 552 | HWW | FLG-403 | Scupper Drain | FLG - FLOOR FINISHES LININGS | Architectural Design | No |  | No | Yes | No | No |  | ACTIVE | Identified as not required by Karlo 26/10/21 |  |  | Parent |  |  | 1.4.1.8 | Drains | RTO | RTO
FLG-404 | Slot Drain (Ramps) | 552 | HWW | FLG-404 | Slot Drain (Ramps) | FLG - FLOOR FINISHES LININGS | Architectural Design | No |  | No | Yes | No | No |  | ACTIVE | Identified as not required by Karlo 26/10/21 |  |  | Parent |  |  | 1.4.1.8 | Drains | RTO | RTO
FLG-600 | CARPET | [8 empty] | No |  |  |  |  | N/A | Heading only |  | N/A | N/A |  | N/A | N/A | N/A | N/A | N/A | N/A | N/A | N/A | N/A
FLG-601 | Carpet | 652 | HWW | FLG-601 | Carpet | FLG - FLOOR FINISHES LININGS | Architectural Design | No |  | No | Yes | No | No |  | ACTIVE | Identified as not required by Karlo 26/10/21 |  | Yes | Child |  |  | 1.4.1.1 | Station | RTO | RTO
FLG-700 | METAL | [8 empty] | No |  |  |  |  | N/A | Heading only |  | N/A | N/A |  | N/A | N/A | N/A | N/A | N/A | N/A | N/A | N/A | N/A
FLG-751 | Stainless Steel Blister Tactile Indicator Plate | 552 | HWW | FLG-751 | Stainless Steel Blister Tactile Indicator Plate | FLG - FLOOR FINISHES LININGS | Architectural Design | No |  | No | Yes | No | No |  | ACTIVE | Identified as not required by Karlo 31/03/2022 |  |  | Parent |  |  | 1.4.1.1 | Station | RTO | RTO
FLG-800 | MISCELLANEOUS | [8 empty] | No |  |  |  |  | N/A | Heading only |  | N/A | N/A |  | N/A | N/A | N/A | N/A | N/A | N/A | N/A | N/A | N/A
FLG-801 | Wheel Stops | Project Engineer's Specification | By Project Engineer | FLG-801 | Wheel Stops | FLG - FLOOR FINISHES LININGS | Architectural Design | No |  | No | Yes | No | No |  | ACTIVE | Identified as not required by Karlo 26/10/21 |  |  | Child |  |  | 1.4.1.1 | Station | RTO | RTO
FLG-810 | Checker Plate Flooring | 552 | HWW | FLG-810 | Checker Plate Flooring | FLG - FLOOR FINISHES LININGS | Architectural Design | No |  | No | Yes | No | No |  | ACTIVE | Identified as not required by Karlo 26/10/21 |  | Yes | Child | N/A | not recorded | 1.4.1.1 | Station | RTO | RTO
FLG-811 | FC Floor System (Trafficable) | 383 | HWW | FLG-811 | FC Floor System (Trafficable) | FLG - FLOOR FINISHES LININGS | Architectural Design | No |  | No | Yes | No | No |  | ACTIVE | Identified as not required by Karlo 31/03/2022 |  | Yes | Child | N/A | not recorded | 1.4.1.1 | Station | RTO | RTO
FLP | FLOOD PROTECTION SYSTEMS | [8 empty] | No |  |  |  |  | N/A | Heading only |  | N/A | N/A |  | N/A | N/A | N/A | N/A | N/A | N/A | N/A | N/A | N/A
Code Item Section Design Scope | [9 empty] | No |  |  |  |  | N/A | Heading only |  | N/A | N/A |  | N/A | N/A | N/A | N/A | N/A | N/A | N/A | N/A | N/A
FLP-200 | FLOOD DOORS | [8 empty] | No |  |  |  |  | N/A | Heading only |  | N/A | N/A |  | N/A | N/A | N/A | N/A | N/A | N/A | N/A | N/A | N/A
FLP-201 | Flood Door | 453 | HWW | FLP-201 | Flood Door | FLP - FLOOD PROTECTION SYSTEMS | Architectural Design | Yes |  | No | Yes | Yes | Yes |  | ACTIVE | Identified by Karlo 26/10/21 |  | Yes | Parent | Facilities | D0 | 1.1.1.4.3 | Flood Protection | MCo | RTO
FLP-210 | Flood Door - Degraves | 453 | HWW | FLP-210 | Flood Door - Degraves | FLP - FLOOD PROTECTION SYSTEMS | Architectural Design | Yes |  | No | Yes | Yes | Yes |  | ACTIVE | Identified by Karlo 26/10/21 |  | Yes | Parent | Facilities | D0 | 1.1.1.4.3 | Flood Protection | MCo | RTO
FLP-300 | FLOOD PIVOT | [8 empty] | No |  |  |  |  | N/A | Heading only |  | N/A | N/A |  | N/A | N/A | N/A | N/A | N/A | N/A | N/A | N/A | N/A
FLP-340 | Barrier with Flood Protection Post Fixing | 552 | HWW | FLP-340 | Barrier with Flood Protection Post Fixing | FLP - FLOOD PROTECTION SYSTEMS | Architectural Design | Yes |  | No | Yes | Yes | Yes |  | ACTIVE | Identified by Karlo 26/10/21 |  | Yes | Parent |  |  | 1.4.1.1 | Station | RTO | RTO
FLP-400 | FLOOD RISE | [8 empty] | No |  |  |  |  | N/A | Heading only |  | N/A | N/A |  | N/A | N/A | N/A | N/A | N/A | N/A | N/A | N/A | N/A
FLP-401 | Flood Bund | 556 | HWW | FLP-401 | Flood Bund | FLP - FLOOD PROTECTION SYSTEMS | Architectural Design | Yes |  | No | Yes | Yes | Yes |  | ACTIVE | Identified by Karlo 26/10/21 |  | Yes | Child |  |  | 1.4.1.1 | Station | RTO | RTO
FPS | FIRE PROTECTION SYSTEMS | [8 empty] | No |  |  |  |  | N/A | Heading only |  | N/A | N/A |  | N/A | N/A | N/A | N/A | N/A | N/A | N/A | N/A | N/A
FPS-100 | FIRE BOARDING GYPSUM/ SPRAY APPLIED FIRE PROTECTION SYSTEMS | [8 empty] | No |  |  |  |  | N/A | Heading only |  | N/A | N/A |  | N/A | N/A | N/A | N/A | N/A | N/A | N/A | N/A | N/A
FPS-101 | Gypsum Fire Boarding | 522 | HWW | FPS-101 | Gypsum Fire Boarding | FPS - FIRE PROTECTION SYSTEMS | Architectural Design | Yes |  | No | Yes | Yes | Yes |  | ACTIVE | Identified by Karlo 26/10/21 |  | Yes | Child |  |  | 1.4.1.1 | Station | RTO | RTO
FPS-102 | Gypsum Fire + Thermal Boarding | 522 | HWW | FPS-102 | Gypsum Fire + Thermal Boarding | FPS - FIRE PROTECTION SYSTEMS | Architectural Design | Yes |  | No | Yes | Yes | Yes |  | ACTIVE | Identified by Karlo 26/10/21 |  | Yes | Child |  |  | 1.4.1.1 | Station | RTO | RTO
FPS-110 | Vermiculite | 346 | HWW | FPS-110 | Vermiculite | FPS - FIRE PROTECTION SYSTEMS | Architectural Design | No |  | No | Yes | No | No |  | ACTIVE | Identified as not required by Karlo 26/10/21 |  |  | Child |  |  | 1.4.1.1 | Station | RTO | RTO
FPS-300 | SMOKE CURTAIN | [8 empty] | No |  |  |  |  | N/A | Heading only |  | N/A | N/A |  | N/A | N/A | N/A | N/A | N/A | N/A | N/A | N/A | N/A
FPS-301 | Drop Down Smoke Curtain | 681 | HWW | FPS-301 | Drop Down Smoke Curtain | FPS - FIRE PROTECTION SYSTEMS | Architectural Design | Yes |  | No | Yes | Yes | Yes |  | ACTIVE | Identified by Karlo 26/10/21 |  | Yes | Parent |  |  | 1.4.1.1 | Station | RTO | RTO
FPS-400 | SMOKE BARRIER | [8 empty] | No |  |  |  |  | N/A | Heading only |  | N/A | N/A |  | N/A | N/A | N/A | N/A | N/A | N/A | N/A | N/A | N/A
FPS-401 | Smoke Barrier | 681 | HWW | FPS-401 | Smoke Barrier | FPS - FIRE PROTECTION SYSTEMS | Architectural Design | Yes |  | No | Yes | Yes | Yes |  | ACTIVE | Identified by Karlo 26/10/21 |  | Yes | Parent |  |  | 1.4.1.1 | Station | RTO | RTO
FPS-402 | Large Smoke Barrier | 681 | HWW | FPS-402 | Large Smoke Barrier | FPS - FIRE PROTECTION SYSTEMS | Architectural Design | Yes |  | No | Yes | Yes | Yes |  | ACTIVE | Identified by Karlo 26/10/21 |  | Yes | Parent |  |  | 1.4.1.1 | Station | RTO | RTO
FPS-410 | Glass Smoke Barrier | 681 | HWW | FPS-410 | Glass Smoke Barrier | FPS - FIRE PROTECTION SYSTEMS | Architectural Design | Yes |  | No | Yes | Yes | Yes |  | ACTIVE | Identified by Karlo 26/10/21 |  | Yes | Parent |  |  | 1.4.1.1 | Station | RTO | RTO
FPS-420 | Large Glass Smoke Barrier | 681 | HWW | FPS-420 | Large Glass Smoke Barrier | FPS - FIRE PROTECTION SYSTEMS | Architectural Design | Yes |  | No | Yes | Yes | Yes |  | ACTIVE | Identified by Karlo 26/10/21 |  | Yes | Parent |  |  | 1.4.1.1 | Station | RTO | RTO
FPS-500 | FIRE FILLER | [8 empty] | No |  |  |  |  | N/A | Heading only |  | N/A | N/A |  | N/A | N/A | N/A | N/A | N/A | N/A | N/A | N/A | N/A
FPS-501 | Fire Sealing Filler | Project Engineer's Specification | By Project Engineer | FPS-501 | Fire Sealing Filler | FPS - FIRE PROTECTION SYSTEMS | Architectural Design | Yes |  | No | Yes | No | No |  | ACTIVE | Identified by Karlo 26/10/21 |  | Yes | Child |  |  | 1.4.1.1 | Station | RTO | RTO
FPS-600 | WALL PENETRATION FIRE STOPPING | [8 empty] | No |  |  |  |  | N/A | Heading only |  | N/A | N/A |  | N/A | N/A | N/A | N/A | N/A | N/A | N/A | N/A | N/A
FPS-601 | Wall Penetration Fire Stopping | Project Engineer's Specification | By Project Engineer | FPS-601 | Wall Penetration Fire Stopping | FPS - FIRE PROTECTION SYSTEMS | Architectural Design | Yes |  | No | Yes | Yes | Yes |  | ACTIVE | Identified by Karlo 26/10/21 |  | Yes | Child |  |  | 1.4.1.1 | Station | RTO | RTO
FPS-700 | FLOOR PENETRATION FIRE STOPPING | [8 empty] | No |  |  |  |  | N/A | Heading only |  | N/A | N/A |  | N/A | N/A | N/A | N/A | N/A | N/A | N/A | N/A | N/A
FPS-701 | Floor Penetration Fire Stopping | Project Engineer's Specification | By Project Engineer | FPS-701 | Floor Penetration Fire Stopping | FPS - FIRE PROTECTION SYSTEMS | Architectural Design | Yes |  | No | Yes | Yes | Yes |  | ACTIVE | Identified by Karlo 26/10/21 |  | Yes | Child | N/A | not recorded | 1.4.1.1 | Station | RTO | RTO
FPS-800 | FLOOR FIRE PROTECTION SYSTEM | [8 empty] | No |  |  |  |  | N/A | Heading only |  | N/A | N/A |  | N/A | N/A | N/A | N/A | N/A | N/A | N/A | N/A | N/A
FPS-801 | Floor Hatch Fire Protection System | 453 | HWW | FPS-801 | Floor Hatch Fire Protection System | FPS - FIRE PROTECTION SYSTEMS | Architectural Design | Yes |  | No | Yes | Yes | Yes |  | ACTIVE | Identified by Karlo 26/10/21 |  | Yes | Parent | N/A | not recorded | 1.4.1.1 | Station | RTO | RTO
GRL | GRILLE - WALL | [8 empty] | No |  |  |  |  | N/A | Heading only |  | N/A | N/A |  | N/A | N/A | N/A | N/A | N/A | N/A | N/A | N/A | N/A
GRL-100 | GRILLE - WALL - METAL | [8 empty] | No |  |  |  |  | N/A | Heading only |  | N/A | N/A |  | N/A | N/A | N/A | N/A | N/A | N/A | N/A | N/A | N/A
GRL-101 | Ventilation Louvre - Galvanised | 451 | HWW | GRL-101 | Ventilation Louvre - Galvanised | GRL - GRILLE - WALL | Architectural Design | No |  | No | Yes | No | No |  | ACTIVE | Identified as not required by Karlo 26/10/21 |  |  | Parent | N/A | not recorded | 1.4.1.1 | Station | RTO | RTO
GRL-110 | Ventilation Louvre - Stainless Steel | 451 | HWW | GRL-110 | Ventilation Louvre - Stainless Steel | GRL - GRILLE - WALL | Architectural Design | No |  | No | Yes | No | No |  | ACTIVE | Identified as not required by Karlo 26/10/21 |  |  | Parent | N/A | not recorded | 1.4.1.1 | Station | RTO | RTO
GRL-120 | Ventilation Louvre - Aluminium | 451 | HWW | GRL-120 | Ventilation Louvre - Aluminium | GRL - GRILLE - WALL | Architectural Design | No |  | No | Yes | No | No |  | ACTIVE | Identified as not required by Karlo 26/10/21 |  |  | Parent | N/A | not recorded | 1.4.1.1 | Station | RTO | RTO
GRL-122 | Integrated Ventilation Louvres - Aluminium | 451 | HWW | GRL-122 | Integrated Ventilation Louvres - Aluminium | GRL - GRILLE - WALL | Architectural Design | No |  | No | Yes | No | No |  | ACTIVE | Identified as not required by Karlo 26/10/21 |  |  | Parent | N/A | not recorded | 1.4.1.1 | Station | RTO | RTO
GRL-124 | Integrated Ventilation Louvre - Removable - Aluminium | 451 | HWW | GRL-124 | Integrated Ventilation Louvre - Removable - Aluminium | GRL - GRILLE - WALL | Architectural Design | No |  | No | Yes | No | No |  | ACTIVE | Identified as not required by Karlo 26/10/21 |  |  | Parent | N/A | not recorded | 1.4.1.1 | Station | RTO | RTO
GRL-126 | Flangeless Air Grille - Degraves (FR) | 451 | HWW | GRL-126 | Flangeless Air Grille - Degraves (FR) | GRL - GRILLE - WALL | Architectural Design | No |  | No | Yes | No | No |  | ACTIVE | Identified as not required by Karlo 31/03/2022 |  |  | Parent |  |  | 1.4.1.1 | Station | RTO | RTO
GRL-200 | GRILLE - COWL - METAL | [8 empty] | No |  |  |  |  | N/A | Heading only |  | N/A | N/A |  | N/A | N/A | N/A | N/A | N/A | N/A | N/A | N/A | N/A
GRL-210 | Ventilation Cowl - Stainless Steel | 451 | HWW | GRL-210 | Ventilation Cowl - Stainless Steel | GRL - GRILLE - WALL | Architectural Design | No |  | No | Yes | No | No |  | ACTIVE | Identified as not required by Karlo 26/10/21 |  |  | Parent |  |  | 1.4.1.1 | Station | RTO | RTO
GRL-300 | GRILLE - METAL | [8 empty] | No |  |  |  |  | N/A | Heading only |  | N/A | N/A |  | N/A | N/A | N/A | N/A | N/A | N/A | N/A | N/A | N/A
GRL-301 | Trafficable Floor Grating with Bird Mesh - FOH | 552 | HWW | GRL-301 | Trafficable Floor Grating with Bird Mesh - FOH | GRL - GRILLE - WALL | Architectural Design | No |  | No | Yes | No | No |  | ACTIVE | Identified as not required by Karlo 26/10/21 |  | Yes | Child | N/A | not recorded | 1.4.1.1 | Station | RTO | RTO
GRL-302 | Trafficable Floor Grating - BOH Vent Shafts | Project Engineer's Specification | By Project Engineer | GRL-302 | Trafficable Floor Grating - BOH Vent Shafts | GRL - GRILLE - WALL | Architectural Design | No |  | No | Yes | No | No |  | ACTIVE | Identified as not required by Karlo 26/10/21 |  | Yes | Child | N/A | not recorded | 1.4.1.1 | Station | RTO | RTO
INL | INTERNAL LININGS | [8 empty] | No |  |  |  |  | N/A | Heading only |  | N/A | N/A |  | N/A | N/A | N/A | N/A | N/A | N/A | N/A | N/A | N/A
INL-100 | GRC WALL LINING | [8 empty] | No |  |  |  |  | N/A | Heading only |  | N/A | N/A |  | N/A | N/A | N/A | N/A | N/A | N/A | N/A | N/A | N/A
INL-101 | GRC Lining Panel | 522 | HWW | INL-101 | GRC Lining Panel | INL - INTERNAL LININGS | Architectural Design | No |  | No | Yes | No | No |  | ACTIVE | Identified as not required by Karlo 26/10/21 |  |  | Child |  |  | 1.4.1.1 | Station | RTO | RTO
INL-102 | GRC Lining Panel with Lozenge Inset | 522 | HWW | INL-102 | GRC Lining Panel with Lozenge Inset | INL - INTERNAL LININGS | Architectural Design | No |  | No | Yes | No | No |  | NOT IN SCOPE | Identified as not required by Karlo 26/10/21 |  |  | Child |  |  | 1.4.1.1 | Station | RTO | RTO
INL-103 | GRC Lining with Concealed Fixing Track | 522 | HWW | INL-103 | GRC Lining with Concealed Fixing Track | INL - INTERNAL LININGS | Architectural Design | No |  | No | Yes | No | No |  | NOT IN SCOPE | Identified as not required by Karlo 26/10/21 |  |  | Child |  |  | 1.4.1.1 | Station | RTO | RTO
INL-104 | GRC Lining Panel with Acoustic Perforations | 522 | HWW | INL-104 | GRC Lining Panel with Acoustic Perforations | INL - INTERNAL LININGS | Architectural Design | No |  | No | Yes | No | No |  | ACTIVE | Identified as not required by Karlo 26/10/21 |  |  | Child |  |  | 1.4.1.1 | Station | RTO | RTO
INL-105 | GRC Lining Panel Access Door | 522 | HWW | INL-105 | GRC Lining Panel Access Door | INL - INTERNAL LININGS | Architectural Design | Yes |  | No | Yes | Yes | Yes |  | ACTIVE | Identified by Karlo 26/10/21 |  | Yes | Parent | Facilities | D0 | 1.4.1.1 | Station | RTO | RTO
INL-106 | GRC Lining Panel with Curved Profile | 522 | HWW | INL-106 | GRC Lining Panel with Curved Profile | INL - INTERNAL LININGS | Architectural Design | No |  | No | Yes | No | No |  | NOT IN SCOPE | Identified as not required by Karlo 26/10/21 |  |  | Child |  |  | 1.4.1.1 | Station | RTO | RTO
INL-107 | GRC Lining with Access Panel | 522 | HWW | INL-107 | GRC Lining with Access Panel | INL - INTERNAL LININGS | Architectural Design | Yes |  | No | Yes | Yes | Yes |  | NOT IN SCOPE | Identified by Karlo 26/10/21 |  |  | Child |  |  | 1.4.1.1 | Station | RTO | RTO
INL-108 | GRC Lining Panel - Custom Profile - Trinocular | 522 | HWW | INL-108 | GRC Lining Panel - Custom Profile - Trinocular | INL - INTERNAL LININGS | Architectural Design | No |  | No | Yes | No | No |  | NOT IN SCOPE | Identified as not required by Karlo 26/10/21 |  |  | Child |  |  | 1.4.1.1 | Station | RTO | RTO
INL-109 | GRC Lining Panel with Round Diffuser | 522 | HWW | INL-109 | GRC Lining Panel with Round Diffuser | INL - INTERNAL LININGS | Architectural Design | No |  | No | Yes | No | No |  | NOT IN SCOPE | Identified as not required by Karlo 26/10/21 |  |  | Child |  |  | 1.4.1.1 | Station | RTO | RTO
INL-120 | GRC Lining Panel - Shark Gills | 522 | HWW | INL-120 | GRC Lining Panel - Shark Gills | INL - INTERNAL LININGS | Architectural Design | No |  | No | Yes | No | No |  | NOT IN SCOPE | Identified as not required by Karlo 26/10/21 |  |  | Child |  |  | 1.4.1.1 | Station | RTO | RTO
INL-121 | GRC Lining Panel - Curved Shark Gills | 522 | HWW | INL-121 | GRC Lining Panel - Curved Shark Gills | INL - INTERNAL LININGS | Architectural Design | No |  | No | Yes | No | No |  | NOT IN SCOPE | Identified as not required by Karlo 26/10/21 |  |  | Child |  |  | 1.4.1.1 | Station | RTO | RTO
INL-140 | GRC Lining Collar | 522 | HWW | INL-140 | GRC Lining Collar | INL - INTERNAL LININGS | Architectural Design | No |  | No | Yes | No | No |  | NOT IN SCOPE | Identified as not required by Karlo 26/10/21 |  |  | Child |  |  | 1.4.1.1 | Station | RTO | RTO
INL-150 | GRC Lining - Slab Edge | 522 | HWW | INL-150 | GRC Lining - Slab Edge | INL - INTERNAL LININGS | Architectural Design | No |  | No | Yes | No | No |  | NOT IN SCOPE | Identified as not required by Karlo 26/10/21 |  |  | Child |  |  | 1.4.1.1 | Station | RTO | RTO
INL-151 | GRC Lining - Slab Edge with Concealed Fixing Track | 522 | HWW | INL-151 | GRC Lining - Slab Edge with Concealed Fixing Track | INL - INTERNAL LININGS | Architectural Design | No |  | No | Yes | No | No |  | NOT IN SCOPE | Identified as not required by Karlo 26/10/21 |  |  | Child |  |  | 1.4.1.1 | Station | RTO | RTO
Code Item Section Design Scope | [9 empty] | No |  |  |  |  | N/A | Heading only |  | N/A | N/A |  | N/A | N/A | N/A | N/A | N/A | N/A | N/A | N/A | N/A
INL-200 | BACK PAINTED GLASS LINING | [8 empty] | No |  |  |  |  | N/A | Heading only |  | N/A | N/A |  | N/A | N/A | N/A | N/A | N/A | N/A | N/A | N/A | N/A
INL-201 | Coloured Glass Wall Lining | 522 | HWW | INL-201 | Coloured Glass Wall Lining | INL - INTERNAL LININGS | Architectural Design | No |  | No | Yes | No | No |  | ACTIVE | Identified as not required by Karlo 26/10/21 |  |  | Child |  |  | 1.4.1.1 | Station | RTO | RTO
INL-202 | Coloured Glass Wall Lining - Curved Panel | 522 | HWW | INL-202 | Coloured Glass Wall Lining - Curved Panel | INL - INTERNAL LININGS | Architectural Design | No |  | No | Yes | No | No |  | NOT IN SCOPE | Identified as not required by Karlo 26/10/21 |  |  | Child |  |  | 1.4.1.1 | Station | RTO | RTO
INL-203 | Coloured Glass Wall Lining - Access Panel | 522 | HWW | INL-203 | Coloured Glass Wall Lining - Access Panel | INL - INTERNAL LININGS | Architectural Design | Yes |  | No | Yes | Yes | Yes |  | ACTIVE | Identified by Karlo 26/10/21 |  | Yes | Child |  |  | 1.4.1.1 | Station | RTO | RTO
INL-204 | Coloured Glass Wall Lining - Contrast | 522 | HWW | INL-204 | Coloured Glass Wall Lining - Contrast | INL - INTERNAL LININGS | Architectural Design | No |  | No | Yes | No | No |  | ACTIVE | Identified as not required by Karlo 26/10/21 |  |  | Child |  |  | 1.4.1.1 | Station | RTO | RTO
INL-205 | Coloured Glass Wall Lining - Access Door | 522 | HWW | INL-205 | Coloured Glass Wall Lining - Access Door | INL - INTERNAL LININGS | Architectural Design | Yes |  | No | Yes | Yes | Yes |  | ACTIVE | Identified by Karlo 26/10/21 |  | Yes | Child | N/A | not recorded | 1.4.1.1 | Station | RTO | RTO
INL-250 | Coloured Glass Wall Lining - Splash Back | 522 | HWW | INL-250 | Coloured Glass Wall Lining - Splash Back | INL - INTERNAL LININGS | Architectural Design | No |  | No | Yes | No | No |  | ACTIVE | Identified as not required by Karlo 26/10/21 |  |  | Child |  |  | 1.4.1.1 | Station | RTO | RTO
INL-260 | Clear Glass Wall Lining | 522 | HWW | INL-260 | Clear Glass Wall Lining | INL - INTERNAL LININGS | Architectural Design | No |  | No | Yes | No | No |  | ACTIVE | Identified as not required by Karlo 31/03/2022 |  |  | Child |  |  | 1.4.1.1 | Station | RTO | RTO
INL-261 | Clear Glass Wall Lining - Access Door | 522 | HWW | INL-261 | Clear Glass Wall Lining - Access Door | INL - INTERNAL LININGS | Architectural Design | No |  | No | Yes | No | No |  | ACTIVE | Identified as not required by Karlo 31/03/2022 |  | Yes | Child | N/A | not recorded | 1.4.1.1 | Station | RTO | RTO
INL-300 | METAL LINING | [8 empty] | No |  |  |  |  | N/A | Heading only |  | N/A | N/A |  | N/A | N/A | N/A | N/A | N/A | N/A | N/A | N/A | N/A
INL-301 | Perforated Metal Lining - Acoustic | 522 | HWW | INL-301 | Perforated Metal Lining - Acoustic | INL - INTERNAL LININGS | Architectural Design | No |  | No | Yes | No | No |  | ACTIVE | Identified as not required by Karlo 26/10/21 |  |  | Child |  |  | 1.4.1.1 | Station | RTO | RTO
INL-302 | Perforated Metal Wall Lining - Lozenge - Acoustic | 522 | HWW | INL-302 | Perforated Metal Wall Lining - Lozenge - Acoustic | INL - INTERNAL LININGS | Architectural Design | No |  | No | Yes | No | No |  | NOT IN SCOPE | Identified as not required by Karlo 26/10/21 |  |  | Child |  |  | 1.4.1.1 | Station | RTO | RTO
INL-303 | Flat Metal Lining | 522 | HWW | INL-303 | Flat Metal Lining | INL - INTERNAL LININGS | Architectural Design | No |  | No | Yes | No | No |  | ACTIVE | Identified as not required by Karlo 26/10/21 |  |  | Child |  |  | 1.4.1.1 | Station | RTO | RTO
INL-304 | Flat Metal Lining Access Panel | 522 | HWW | INL-304 | Flat Metal Lining Access Panel | INL - INTERNAL LININGS | Architectural Design | Yes |  | No | Yes | Yes | Yes |  | NOT IN SCOPE | Identified by Karlo 26/10/21 |  |  | Child |  |  | 1.4.1.1 | Station | RTO | RTO
INL-320 | Metal Lining - Escalator | 522 | HWW | INL-320 | Metal Lining - Escalator | INL - INTERNAL LININGS | Architectural Design | No |  | No | Yes | No | No |  | ACTIVE | Identified as not required by Karlo 26/10/21 |  |  | Child |  |  | 1.4.1.1 | Station | RTO | RTO
INL-325 | Metal Lining - Infill Lining Escalators | 522 | HWW | INL-325 | Metal Lining - Infill Lining Escalators | INL - INTERNAL LININGS | Architectural Design | No |  | No | Yes | No | No |  | ACTIVE | Identified as not required by Karlo 26/10/21 |  |  | Child |  |  | 1.4.1.1 | Station | RTO | RTO
INL-326 | Metal Lining - Infill Escalators - Trafficable | 522 | HWW | INL-326 | Metal Lining - Infill Escalators - Trafficable | INL - INTERNAL LININGS | Architectural Design | No |  | No | Yes | No | No |  | ACTIVE | Identified as not required by Karlo 31/03/2022 |  |  | Child |  |  | 1.4.1.1 | Station | RTO | RTO
INL-340 | Perforated Ribbed Lining Panel - Acoustic | 522 | HWW | INL-340 | Perforated Ribbed Lining Panel - Acoustic | INL - INTERNAL LININGS | Architectural Design | No |  | No | Yes | No | No |  | ACTIVE | Identified as not required by Karlo 26/10/21 |  |  | Child |  |  | 1.4.1.1 | Station | RTO | RTO
INL-341 | Perforated Ribbed Metal Lining Panel with SS Insert - Acoustic | 522 | HWW | INL-341 | Perforated Ribbed Metal Lining Panel with SS Insert - Acoustic | INL - INTERNAL LININGS | Architectural Design | No |  | No | Yes | No | No |  | ACTIVE | Identified as not required by Karlo 26/10/21 |  |  | Child |  |  | 1.4.1.1 | Station | RTO | RTO
INL-342 | Perforated Ribbed Metal Lining Panel | 522 | HWW | INL-342 | Perforated Ribbed Metal Lining Panel | INL - INTERNAL LININGS | Architectural Design | No |  | No | Yes | No | No |  | ACTIVE | Identified as not required by Karlo 31/03/2022 |  |  | Child |  |  | 1.4.1.1 | Station | RTO | RTO
INL-344 | Perforated Ribbed Metal Lining Access Panel - Acoustic | 522 | HWW | INL-344 | Perforated Ribbed Metal Lining Access Panel - Acoustic | INL - INTERNAL LININGS | Architectural Design | No |  | No | Yes | No | No |  | ACTIVE | Identified as not required by Karlo 26/10/21 |  |  | Child |  |  | 1.4.1.1 | Station | RTO | RTO
INL-345 | Perforated Ribbed Metal Lining Panel with Articulated Joints - Acoustic | 522 | HWW | INL-345 | Perforated Ribbed Metal Lining Panel with Articulated Joints - Acoustic | INL - INTERNAL LININGS | Architectural Design | No |  | No | Yes | No | No |  | ACTIVE | Identified as not required by Karlo 26/10/21 |  |  | Child |  |  | 1.4.1.1 | Station | RTO | RTO
INL-350 | Flat Metal Lining Exterior | 522 | HWW | INL-350 | Flat Metal Lining Exterior | INL - INTERNAL LININGS | Architectural Design | No |  | No | Yes | No | No |  | ACTIVE | Identified as not required by Karlo 26/10/21 |  |  | Child |  |  | 1.4.1.1 | Station | RTO | RTO
INL-351 | Stainless Steel Window Sill above Metal Lining - CBDN | 522 | HWW | INL-351 | Stainless Steel Window Sill above Metal Lining - CBDN | INL - INTERNAL LININGS | Architectural Design | No |  | No | Yes | No | No |  | ACTIVE | Identified as not required by Karlo 26/10/21 |  |  | Child |  |  | 1.4.1.1 | Station | RTO | RTO
INL-352 | Perforated Anodised Acoustic Cladding - DOM Closer Piece | 522 | HWW | INL-352 | Perforated Anodised Acoustic Cladding - DOM Closer Piece | INL - INTERNAL LININGS | Architectural Design | No |  | No | Yes | No | No |  | NOT IN SCOPE | Identified as not required by Karlo 26/10/21 |  |  | Child |  |  | 1.4.1.1 | Station | RTO | RTO
INL-353 | Stainless Steel Lining | 522 | HWW | INL-353 | Stainless Steel Lining | INL - INTERNAL LININGS | Architectural Design | No |  | No | Yes | No | No |  | ACTIVE | Identified as not required by Karlo 31/03/2022 |  |  | Child |  |  | 1.4.1.1 | Station | RTO | RTO
INL-360 | Metal Lining with Backing Board | 522 | HWW | INL-360 | Metal Lining with Backing Board | INL - INTERNAL LININGS | Architectural Design | No |  | No | Yes | No | No |  | ACTIVE | Identified as not required by Karlo 26/10/21 |  |  | Child |  |  | 1.4.1.1 | Station | RTO | RTO
INL-361 | Stainless Steel Lining with Backing Board | 522 | HWW | INL-361 | Stainless Steel Lining with Backing Board | INL - INTERNAL LININGS | Architectural Design | No |  | No | Yes | No | No |  | ACTIVE | Identified as not required by Karlo 26/10/21 |  |  | Child |  |  | 1.4.1.1 | Station | RTO | RTO
INL-362 | Metal Lining with Backing Board - Curved | 522 | HWW | INL-362 | Metal Lining with Backing Board - Curved | INL - INTERNAL LININGS | Architectural Design | No |  | No | Yes | No | No |  | NOT IN SCOPE | Identified as not required by Karlo 26/10/21 |  |  | Child |  |  | 1.4.1.1 | Station | RTO | RTO
INL-363 | Formed Stainless Steel Cover Plate - CBDS | 522 | HWW | INL-363 | Formed Stainless Steel Cover Plate - CBDS | INL - INTERNAL LININGS | Architectural Design | No |  | No | Yes | No | No |  | ACTIVE | Identified as not required by Karlo 26/10/21 |  |  | Child |  |  | 1.4.1.1 | Station | RTO | RTO
INL-365 | Stainless Steel Infill Panel - CBDN | 522 | HWW | INL-365 | Stainless Steel Infill Panel - CBDN | INL - INTERNAL LININGS | Architectural Design | No |  | No | Yes | No | No |  | ACTIVE | Identified as not required by Karlo 31/03/2022 |  |  | Child |  |  | 1.4.1.1 | Station | RTO | RTO
INL-370 | Metal Lining Closer | 522 | HWW | INL-370 | Metal Lining Closer | INL - INTERNAL LININGS | Architectural Design | No |  | No | Yes | No | No |  | ACTIVE | Identified as not required by Karlo 26/10/21 |  |  | Child |  |  | 1.4.1.1 | Station | RTO | RTO
INL-390 | Metal Channel to Edge of Metal Lining | 522 | HWW | INL-390 | Metal Channel to Edge of Metal Lining | INL - INTERNAL LININGS | Architectural Design | No |  | No | Yes | No | No |  | ACTIVE | Identified as not required by Karlo 26/10/21 |  |  | Child |  |  | 1.4.1.1 | Station | RTO | RTO
INL-391 | Flat Metal Lining (CBDN) | 522 | HWW | INL-391 | Flat Metal Lining (CBDN) | INL - INTERNAL LININGS | Architectural Design | No |  | No | Yes | No | No |  | ACTIVE | Identified as not required by Karlo 31/03/2022 |  |  | Child |  |  | 1.4.1.1 | Station | RTO | RTO
INL-400 | TILING | [8 empty] | No |  |  |  |  | N/A | Heading only |  | N/A | N/A |  | N/A | N/A | N/A | N/A | N/A | N/A | N/A | N/A | N/A
INL-401 | BOH Sanitary Room Tiling | 631 | HWW | INL-401 | BOH Sanitary Room Tiling | INL - INTERNAL LININGS | Architectural Design | No |  | No | Yes | No | No |  | ACTIVE | Identified as not required by Karlo 26/10/21 |  |  | Child |  |  | 1.4.1.1 | Station | RTO | RTO
INL-402 | FOH Tiling to FSS Link (CBDS) | 631 | HWW | INL-402 | FOH Tiling to FSS Link (CBDS) | INL - INTERNAL LININGS | Architectural Design | No |  | No | Yes | No | No |  | ACTIVE | Identified as not required by Karlo 26/10/21 |  |  | Child |  |  | 1.4.1.1 | Station | RTO | RTO
INL-410 | Tiling to Match Existing - Degraves | 631 | HWW | INL-410 | Tiling to Match Existing - Degraves | INL - INTERNAL LININGS | Architectural Design | No |  | No | Yes | No | No |  | ACTIVE | Identified as not required by Karlo 26/10/21 |  |  | Parent |  |  | 1.4.1.1 | Station | RTO | RTO
INL-500 | DRY LINING | [8 empty] | No |  |  |  |  | N/A | Heading only |  | N/A | N/A |  | N/A | N/A | N/A | N/A | N/A | N/A | N/A | N/A | N/A
INL-510 | Dry Lining 85mm Zone | 522 | HWW | INL-510 | Dry Lining 85mm Zone | INL - INTERNAL LININGS | Architectural Design | No |  | No | Yes | No | No |  | ACTIVE | Identified as not required by Karlo 31/03/2022 |  |  | Child |  |  | 1.4.1.1 | Station | RTO | RTO
INL-520 | Dry Lining 115mm Zone | 522 | HWW | INL-520 | Dry Lining 85mm Zone | INL - INTERNAL LININGS | Architectural Design | No |  | No | Yes | No | No |  | ACTIVE | Identified as not required by Karlo 26/10/21 |  |  | Child |  |  | 1.4.1.1 | Station | RTO | RTO
INL-530 | Dry Lining 120mm Zone | 522 | HWW | INL-530 | Dry Lining 120mm Zone | INL - INTERNAL LININGS | Architectural Design | No |  | No | Yes | No | No |  | ACTIVE | Identified as not required by Karlo 31/03/2022 |  |  | Child |  |  | 1.4.1.1 | Station | RTO | RTO
INL-540 | Dry Lining - Insulated 140mm Zone | 522 | HWW | INL-540 | Dry Lining - Insulated 125mm Zone | INL - INTERNAL LININGS | Architectural Design | No |  | No | Yes | No | No |  | ACTIVE | Identified as not required by Karlo 26/10/21 |  |  | Child |  |  | 1.4.1.1 | Station | RTO | RTO
INL-560 | Dry Lining - Insulated 132mm Zone | 522 | HWW | INL-560 | Dry Lining - Insulated 132mm Zone | INL - INTERNAL LININGS | Architectural Design | No |  | No | Yes | No | No |  | ACTIVE | Identified as not required by Karlo 26/10/21 |  |  | Child |  |  | 1.4.1.1 | Station | RTO | RTO
INL-900 | MISCELANEOUS LINING | [8 empty] | No |  |  |  |  | N/A | Heading only |  | N/A | N/A |  | N/A | N/A | N/A | N/A | N/A | N/A | N/A | N/A | N/A
INL-901 | Void Edge Cladding Panel - DOM | 522 | HWW | INL-901 | Void Edge Cladding Panel - DOM | INL - INTERNAL LININGS | Architectural Design | No |  | No | Yes | No | No |  | ACTIVE | Identified as not required by Karlo 26/10/21 |  |  | Child |  |  | 1.4.1.1 | Station | RTO | RTO
INL-910 | Integrated Panelling System - 140mm Zone | 522 | HWW | INL-910 | Integrated Panelling System - 125mm Zone | INL - INTERNAL LININGS | Architectural Design | No |  | No | Yes | No | No |  | ACTIVE | Identified as not required by Karlo 26/10/21 |  |  | Child |  |  | 1.4.1.1 | Station | RTO | RTO
INL-911 | Integrated Panelling System - 100mm Zone | 522 | HWW | INL-911 | Integrated Panelling System - 85mm Zone | INL - INTERNAL LININGS | Architectural Design | No |  | No | Yes | No | No |  | ACTIVE | Identified as not required by Karlo 26/10/21 |  |  | Child |  |  | 1.4.1.1 | Station | RTO | RTO
INL-920 | Column Lining - Campbell Arcade | 522 | HWW | INL-920 | Column Lining - Campbell Arcade | INL - INTERNAL LININGS | Architectural Design | No |  | No | Yes | No | No |  | ACTIVE | Identified as not required by Karlo 26/10/21 |  |  | Child |  |  | 1.4.1.1 | Station | RTO | RTO
INL-950 | Plenum Lining System | 522 | HWW | INL-950 | Plenum Lining System | INL - INTERNAL LININGS | Architectural Design | No |  | No | Yes | No | No |  | ACTIVE | Identified as not required by Karlo 31/03/2022 |  |  | Child |  |  | 1.4.1.1 | Station | RTO | RTO
INL-980 | Heavy Duty Vinyl Lining | 522 | HWW | INL-980 | Heavy Duty Vinyl Lining | INL - INTERNAL LININGS | Architectural Design | No |  | No | Yes | No | No |  | ACTIVE | Identified as not required by Karlo 26/10/21 |  |  | Child |  |  | 1.4.1.1 | Station | RTO | RTO
INL-990 | BOH Acoustic Fan/ Plenum Room Lining - 50mm | 522 | HWW | INL-990 | BOH Acoustic Fan/ Plenum Room Lining - 50mm | INL - INTERNAL LININGS | Architectural Design | No |  | No | Yes | No | No |  | ACTIVE | Identified as not required by Karlo 26/10/21 |  |  | Child |  |  | 1.4.1.1 | Station | RTO | RTO
INL-991 | BOH Acoustic Fan/ Plenum Room Lining - 100mm | 522 | HWW | INL-991 | BOH Acoustic Fan/ Plenum Room Lining - 100mm | INL - INTERNAL LININGS | Architectural Design | No |  | No | Yes | No | No |  | ACTIVE | Identified as not required by Karlo 26/10/21 |  |  | Child |  |  | 1.4.1.1 | Station | RTO | RTO
INS | INSULATION | [8 empty] | No |  |  |  |  | N/A | Heading only |  | N/A | N/A |  | N/A | N/A | N/A | N/A | N/A | N/A | N/A | N/A | N/A
INS-100 | ACOUSTIC INSULATION | [8 empty] | No |  |  |  |  | N/A | Heading only |  | N/A | N/A |  | N/A | N/A | N/A | N/A | N/A | N/A | N/A | N/A | N/A
INS-101 | Wall Insulation | 819 | HWW | INS-101 | Wall Insulation | INS - INSULATION | Architectural Design | No |  | No | Yes | No | No |  | ACTIVE | Identified as not required by Karlo 26/10/21 |  |  | Child |  |  | 1.4.1.1 | Station | RTO | RTO
INS-102 | Wall Insulation | 819 | HWW | INS-102 | Wall Insulation | INS - INSULATION | Architectural Design | No |  | No | Yes | No | No |  | ACTIVE | Identified as not required by Karlo 26/10/21 |  |  | Child |  |  | 1.4.1.1 | Station | RTO | RTO
INS-110 | Ceiling Insulation | 819 | HWW | INS-110 | Ceiling Insulation | INS - INSULATION | Architectural Design | No |  | No | Yes | No | No |  | ACTIVE | Identified as not required by Karlo 26/10/21 |  |  | Child |  |  | 1.4.1.1 | Station | RTO | RTO
INS-120 | Floor Insulation | 819 | HWW | INS-120 | Floor Insulation | INS - INSULATION | Architectural Design | No |  | No | Yes | No | No |  | ACTIVE | Identified as not required by Karlo 26/10/21 |  | Yes | Child | N/A | not recorded | 1.4.1.1 | Station | RTO | RTO
INS-130 | Roof-Ceiling Insulation | 819 | HWW | INS-130 | Roof-Ceiling Insulation | INS - INSULATION | Architectural Design | No |  | No | Yes | No | No |  | ACTIVE | Identified as not required by Karlo 26/10/21 |  |  | Child | N/A | not recorded | 1.4.1.1 | Station | RTO | RTO
INS-140 | Portal Roof Insulation | 819 | HWW | INS-140 | Portal Roof Insulation | INS - INSULATION | Architectural Design | No |  | No | Yes | No | No |  | ACTIVE | Identified as not required by Karlo 26/10/21 |  |  | Child | N/A | not recorded | 1.4.1.1 | Station | RTO | RTO
IWS | INTERNAL WALL SYSTEMS | [8 empty] | No |  |  |  |  | N/A | Heading only |  | N/A | N/A |  | N/A | N/A | N/A | N/A | N/A | N/A | N/A | N/A | N/A
IWS-100 | CUBICLE PARTITION SYSTEMS | [8 empty] | No |  |  |  |  | N/A | Heading only |  | N/A | N/A |  | N/A | N/A | N/A | N/A | N/A | N/A | N/A | N/A | N/A
Code Item Section Design Scope | [9 empty] | No |  |  |  |  | N/A | Heading only |  | N/A | N/A |  | N/A | N/A | N/A | N/A | N/A | N/A | N/A | N/A | N/A
IWS-101 | Cubicle Partition System | 525 | HWW | IWS-101 | Cubicle Partition System | IWS - INTERNAL WALL SYSTEMS | Architectural Design | No |  | No | Yes | No | No |  | ACTIVE | Identified as not required by Karlo 26/10/21 |  |  | Parent |  |  | 1.4.1.1 | Station | RTO | RTO
IWS-200 | GLAZED INTERNAL PARTITIONS | [8 empty] | No |  |  |  |  | N/A | Heading only |  | N/A | N/A |  | N/A | N/A | N/A | N/A | N/A | N/A | N/A | N/A | N/A
IWS-201 | Internal Glazed Wall System | 451 | HWW | IWS-201 | Internal Glazed Wall System | IWS - INTERNAL WALL SYSTEMS | Architectural Design | No |  | No | Yes | No | No |  | ACTIVE | Identified as not required by Karlo 26/10/21 |  |  | Parent |  |  | 1.4.1.1 | Station | RTO | RTO
IWS-210 | Internal Retail Cladding - Glazed | 451 | HWW | IWS-210 | Internal Retail Cladding - Glazed | IWS - INTERNAL WALL SYSTEMS | Architectural Design | No |  | No | Yes | No | No |  | ACTIVE | Identified as not required by Karlo 26/10/21 |  |  | Child |  |  | 1.4.1.1 | Station | RTO | RTO
IWS-220 | Internal Glazed Wall System - Degraves | 451 | HWW | IWS-220 | Internal Glazed Wall System - Degraves | IWS - INTERNAL WALL SYSTEMS | Architectural Design | No |  | No | Yes | No | No |  | ACTIVE | Identified as not required by Karlo 26/10/21 |  |  | Parent |  |  | 1.4.1.1 | Station | RTO | RTO
IWS-300 | STUD WALL SYSTEM | [8 empty] | No |  |  |  |  | N/A | Heading only |  | N/A | N/A |  | N/A | N/A | N/A | N/A | N/A | N/A | N/A | N/A | N/A
IWS-320 | Stud Partition - 120mm | 522 | HWW | IWS-320 | Stud Partition - 120mm | IWS - INTERNAL WALL SYSTEMS | Architectural Design | No |  | No | Yes | No | No |  | ACTIVE | Identified as not required by Karlo 26/10/21 |  |  | Child |  |  | 1.4.1.1 | Station | RTO | RTO
IWS-321 | Metal Lining - Perforated SS with Acoustic Lining | 522 | HWW | IWS-321 | Metal Lining - Perforated SS with Acoustic Lining | IWS - INTERNAL WALL SYSTEMS | Architectural Design | No |  | No | Yes | No | No |  | ACTIVE | Identified as not required by Karlo 31/03/2022 |  |  | Child |  |  | 1.4.1.1 | Station | RTO | RTO
IWS-330 | Acoustic Partition Wall - 215mm | 522 | HWW | IWS-330 | Acoustic Partition Wall - 215mm | IWS - INTERNAL WALL SYSTEMS | Architectural Design | No |  | No | Yes | No | No |  | ACTIVE | Identified as not required by Karlo 26/10/21 |  |  | Parent |  |  | 1.4.1.1 | Station | RTO | RTO
IWS-340 | Double Stud Partition Wall | 522 | HWW | IWS-340 | Double Stud Partition Wall | IWS - INTERNAL WALL SYSTEMS | Architectural Design | No |  | No | Yes | No | No |  | ACTIVE | Identified as not required by Karlo 26/10/21 |  |  | Parent |  |  | 1.4.1.1 | Station | RTO | RTO
IWS-350 | Bridged Chase Wall - PKV Cafe | 522 | HWW | IWS-350 | Bridged Chase Wall - PKV Cafe | IWS - INTERNAL WALL SYSTEMS | Architectural Design | No |  | No | Yes | No | No |  | ACTIVE | Identified as not required by Karlo 26/10/21 |  |  | Parent |  |  | 1.4.1.1 | Station | RTO | RTO
IWS-360 | Vending Machine Partition | 522 | HWW | IWS-360 | Vending Machine Partition | IWS - INTERNAL WALL SYSTEMS | Architectural Design | No |  | No | Yes | No | No |  | ACTIVE | Identified as not required by Karlo 31/03/2022 |  |  | Child |  |  | 1.4.1.1 | Station | RTO | RTO
IWS-400 | PLATFORM EDGE STRUCTURE | [8 empty] | No |  |  |  |  | N/A | Heading only |  | N/A | N/A |  | N/A | N/A | N/A | N/A | N/A | N/A | N/A | N/A | N/A
IWS-401 | Platform Edge Screen Cladding - Box Station | Project Engineer's Specification | By Project Engineer | IWS-401 | Platform Edge Screen Cladding - Box Station | IWS - INTERNAL WALL SYSTEMS | Architectural Design | No |  | No | Yes | No | No |  | ACTIVE | Identified as not required by Karlo 26/10/21 |  |  | Child | N/A | not recorded | 1.4.1.1 | Station | RTO | RTO
IWS-402 | Platform Edge Screen Cladding - Cavern Station | Project Engineer's Specification | By Project Engineer | IWS-402 | Platform Edge Screen Cladding - Cavern Station | IWS - INTERNAL WALL SYSTEMS | Architectural Design | No |  | No | Yes | No | No |  | ACTIVE | Identified as not required by Karlo 26/10/21 |  |  | Child | N/A | not recorded | 1.4.1.1 | Station | RTO | RTO
IWS-500 | PARTITION WALL SYSTEM | [8 empty] | No |  |  |  |  | N/A | Heading only |  | N/A | N/A |  | N/A | N/A | N/A | N/A | N/A | N/A | N/A | N/A | N/A
IWS-502 | Dry Wall ECS Partiion | 522 | HWW | IWS-502 | Dry Wall ECS Partiion | IWS - INTERNAL WALL SYSTEMS | Architectural Design | No |  | No | Yes | No | No |  | ACTIVE | Identified as not required by Karlo 26/10/21 |  |  | Parent |  |  | 1.4.1.1 | Station | RTO | RTO
IWS-503 | Partition System Under Stair - FR | 522 | HWW | IWS-503 | Partition System Under Stair - FR | IWS - INTERNAL WALL SYSTEMS | Architectural Design | No |  | No | Yes | No | No |  | ACTIVE | Identified as not required by Karlo 26/10/21 |  |  | Parent | N/A | not recorded | 1.4.1.1 | Station | RTO | RTO
IWS-510 | Partition Wall System | 522 | HWW | IWS-510 | Partition Wall System | IWS - INTERNAL WALL SYSTEMS | Architectural Design | No |  | No | Yes | No | No |  | ACTIVE | Identified as not required by Karlo 26/10/21 |  |  | Parent |  |  | 1.4.1.1 | Station | RTO | RTO
IWS-511 | Partition Wall System - Caulked | 522 | HWW | IWS-511 | Partition Wall System - Caulked | IWS - INTERNAL WALL SYSTEMS | Architectural Design | No |  | No | Yes | No | No |  | ACTIVE | Identified as not required by Karlo 26/10/21 |  |  | Parent |  |  | 1.4.1.1 | Station | RTO | RTO
IWS-520 | Core Filled Partition System - Acoustic | 522 | HWW | IWS-520 | Core Filled Partition System - Acoustic | IWS - INTERNAL WALL SYSTEMS | Architectural Design | No |  | No | Yes | No | No |  | ACTIVE | Identified as not required by Karlo 31/03/2022 |  |  | Child |  |  | 1.4.1.1 | Station | RTO | RTO
MCJ | MOVEMENT / CONTROL JOINTS - FLOOR | [8 empty] | No |  |  |  |  | N/A | Heading only |  | N/A | N/A |  | N/A | N/A | N/A | N/A | N/A | N/A | N/A | N/A | N/A
MCJ-100 | CONTROL JOINTS - FLOOR | [8 empty] | No |  |  |  |  | N/A | Heading only |  | N/A | N/A |  | N/A | N/A | N/A | N/A | N/A | N/A | N/A | N/A | N/A
MCJ-101 | Floor Expansion Joint - Trafficable FOH Stone Flooring | 552 | HWW | MCJ-101 | Floor Expansion Joint - Trafficable FOH Stone Paving | MCJ - MOVEMENT / CONTROL JOINTS - FLOOR | Architectural Design | No |  | No | Yes | No | No |  | ACTIVE | Identified as not required by Karlo 26/10/21 |  | Yes | Parent | N/A | not recorded | 1.4.6.3 | Landscape | RTO | RTO
MCJ-102 | Floor Expansion Joint - Trafficable FOH Stone Flooring | 552 | HWW | MCJ-102 | Floor Expansion Joint - Trafficable FOH to BOH | MCJ - MOVEMENT / CONTROL JOINTS - FLOOR | Architectural Design | No |  | No | Yes | No | No |  | ACTIVE | Identified as not required by Karlo 26/10/21 |  | Yes | Child | N/A | not recorded | 1.4.1.1 | Station | RTO | RTO
MCJ-103 | Floor Expansion Joint - Trafficable FOH Toilets | 552 | HWW | MCJ-103 | Floor Expansion Joint - Trafficable FOH Toilets | MCJ - MOVEMENT / CONTROL JOINTS - FLOOR | Architectural Design | No |  | No | Yes | No | No |  | ACTIVE | Identified as not required by Karlo 26/10/21 |  | Yes | Child | N/A | not recorded | 1.4.1.1 | Station | RTO | RTO
MCJ-200 | MOVEMENTJOINTS - FLOOR | [8 empty] | No |  |  |  |  | N/A | Heading only |  | N/A | N/A |  | N/A | N/A | N/A | N/A | N/A | N/A | N/A | N/A | N/A
MCJ-201 | Non Slip Plate Movement Joint | 552 | HWW | MCJ-201 | Floor Movement Joint - Trafficable FOH Stone Paving | MCJ - MOVEMENT / CONTROL JOINTS - FLOOR | Architectural Design | No |  | No | Yes | No | No |  | ACTIVE | Identified as not required by Karlo 26/10/21 |  | Yes | Parent | N/A | not recorded | 1.4.6.3 | Landscape | RTO | RTO
MCJ-202 | Non Slip Plate Movement Joint | 552 | HWW | MCJ-202 | Non Slip Plate Movement Joint | MCJ - MOVEMENT / CONTROL JOINTS - FLOOR | Architectural Design | No |  | No | Yes | No | No |  | ACTIVE | Identified as not required by Karlo 26/10/21 |  |  | Child |  |  | 1.4.1.1 | Station | RTO | RTO
MEP | MEP | [8 empty] | No |  |  |  |  | N/A | Heading only |  | N/A | N/A |  | N/A | N/A | N/A | N/A | N/A | N/A | N/A | N/A | N/A
MEP-100 | RETICULATION | [8 empty] | No |  |  |  |  | N/A | Heading only |  | N/A | N/A |  | N/A | N/A | N/A | N/A | N/A | N/A | N/A | N/A | N/A
MEP-101 | Electrical/ Communications Reticulation | Project Engineer's Specification | By Project Engineer | MEP-101 | Electrical/ Communications Reticulation | MEP - MEP | Architectural Design | No |  | No | Yes | No | No |  | ACTIVE | Identified as not required by Karlo 26/10/21 |  |  | Parent |  |  | 1.4.1.1 | Station | RTO | RTO
MEP-120 | Ductwork | Project Engineer's Specification | By Project Engineer | MEP-120 | Ductwork | MEP - MEP | Architectural Design | No |  | No | Yes | No | No |  | ACTIVE | Identified as not required by Karlo 26/10/21 |  |  | Parent |  |  | 1.4.3 | Station Mechanical & Electrical | RTO | RTO
MEP-160 | Cable Conduit | Project Engineer's Specification | By Project Engineer | MEP-160 | Cable Conduit | MEP - MEP | Architectural Design | No |  | No | Yes | No | No |  | ACTIVE | Identified as not required by Karlo 26/10/21 |  |  | Parent |  |  | 1.4.3 | Station Mechanical & Electrical | RTO | RTO
MEP-170 | Stainless Steel Service Beam for Street Portals | 552 | HWW | MEP-170 | Stainless Steel Service Beam for Street Portals | MEP - MEP | Architectural Design | No |  | No | Yes | No | No |  | ACTIVE | Identified as not required by Karlo 26/10/21 |  |  | Parent |  |  | 1.4.3 | Station Mechanical & Electrical | RTO | RTO
MEP-171 | OSD Grille | Project Engineer's Specification | By Project Engineer | MEP-171 | OSD Grille | MEP - MEP | Architectural Design | No |  | No | Yes | No | No |  | ACTIVE | Identified as not required by Karlo 26/10/21 |  |  | Parent |  |  | 1.4.3 | Station Mechanical & Electrical | RTO | RTO
MEP-172 | Stainless Steel Service Bar | 552 | HWW | MEP-172 | Stainless Steel Service Bar | MEP - MEP | Architectural Design | No |  | No | Yes | No | No |  | ACTIVE | Identified as not required by Karlo 26/10/21 |  |  | Parent |  |  | 1.4.3 | Station Mechanical & Electrical | RTO | RTO
MEP-200 | ELECTRICAL | [8 empty] | No |  |  |  |  | N/A | Heading only |  | N/A | N/A |  | N/A | N/A | N/A | N/A | N/A | N/A | N/A | N/A | N/A
MEP-201 | Typical Light Fitting | Project Engineer's Specification | By Project Engineer | MEP-201 | Typical Light Fitting | MEP - MEP | Architectural Design | No |  | No | Yes | No | No |  | ACTIVE | Identified as not required by Karlo 26/10/21 |  |  | Parent |  |  | 1.1.6 | Lighting | Unallocated | RTO
MEP-202 | Drum - Central Light | Project Engineer's Specification | By Project Engineer | MEP-202 | Drum - Central Light | MEP - MEP | Architectural Design | Yes |  | No | Yes | Yes | Yes |  | ACTIVE | Identified by Karlo 26/10/21 |  | Yes | Parent |  |  | 1.1.6 | Lighting | Unallocated | RTO
MEP-203 | Drum - Circular Light | Project Engineer's Specification | By Project Engineer | MEP-203 | Drum - Circular Light | MEP - MEP | Architectural Design | Yes |  | No | Yes | Yes | Yes |  | ACTIVE | Identified by Karlo 26/10/21 |  | Yes | Parent |  |  | 1.1.6 | Lighting | Unallocated | RTO
MEP-204 | Drum/ Pendant Light | Project Engineer's Specification | By Project Engineer | MEP-204 | Drum/ Pendant Light | MEP - MEP | Architectural Design | Yes |  | No | Yes | Yes | Yes |  | ACTIVE | Identified by Karlo 26/10/21 |  | Yes | Parent |  |  | 1.1.6 | Lighting | Unallocated | RTO
MEP-205 | Pendant Light | Project Engineer's Specification | By Project Engineer | MEP-205 | Pendant Light | MEP - MEP | Architectural Design | Yes |  | No | Yes | Yes | Yes |  | ACTIVE | Identified by Karlo 26/10/21 |  | Yes | Parent |  |  | 1.1.6 | Lighting | Unallocated | RTO
MEP-206 | Canister Light | Project Engineer's Specification | By Project Engineer | MEP-206 | Canister Light | MEP - MEP | Architectural Design | Yes |  | No | Yes | Yes | Yes |  | ACTIVE | Identified by Karlo 26/10/21 |  | Yes | Parent |  |  | 1.1.6 | Lighting | Unallocated | RTO
Code Item Section Design Scope | [9 empty] | No |  |  |  |  | N/A | Heading only |  | N/A | N/A |  | N/A | N/A | N/A | N/A | N/A | N/A | N/A | N/A | N/A
MEP-208 | Recessed Light Fitting | Project Engineer's Specification | By Project Engineer | MEP-208 | Recessed Light Fitting | MEP - MEP | Architectural Design | Yes |  | No | Yes | Yes | Yes |  | ACTIVE | Identified by Karlo 26/10/21 |  | Yes | Parent |  |  | 1.1.6 | Lighting | Unallocated | RTO
MEP-211 | Linear LED Light | Project Engineer's Specification | By Project Engineer | MEP-211 | Linear LED Light | MEP - MEP | Architectural Design | Yes |  | No | Yes | Yes | Yes |  | ACTIVE | Identified by Karlo 26/10/21 |  | Yes | Parent |  |  | 1.1.6 | Lighting | Unallocated | RTO
MEP-212 | Linear LED Light | Project Engineer's Specification | By Project Engineer | MEP-212 | Linear LED Light | MEP - MEP | Architectural Design | Yes |  | No | Yes | Yes | Yes |  | ACTIVE | Identified by Karlo 26/10/21 |  | Yes | Parent |  |  | 1.1.6 | Lighting | Unallocated | RTO
MEP-213 | Directional LED | Project Engineer's Specification | By Project Engineer | MEP-213 | Directional LED | MEP - MEP | Architectural Design | Yes |  | No | Yes | Yes | Yes |  | ACTIVE | Identified by Karlo 26/10/21 |  | Yes | Parent |  |  | 1.4.3 | Station Mechanical & Electrical | RTO | RTO
MEP-215 | Integrated Wayfinding Lighting - Lifts | Project Engineer's Specification | By Project Engineer | MEP-215 | Integrated Wayfinding Lighting - Lifts | MEP - MEP | Architectural Design | Yes |  | No | Yes | Yes | Yes |  | ACTIVE | Identified by Karlo 26/10/21 |  | Yes | Parent |  |  | 1.1.3.1 | Vertical Transport | MCo | RTO
MEP-216 | Integrated Wayfinding Lighting - Escalators | Project Engineer's Specification | By Project Engineer | MEP-216 | Integrated Wayfinding Lighting - Escalators | MEP - MEP | Architectural Design | Yes |  | No | Yes | Yes | Yes |  | ACTIVE | Identified by Karlo 26/10/21 |  | Yes | Parent |  |  | 1.1.3.1 | Vertical Transport | MCo | RTO
MEP-217 | Sign Illumination LED Module | Project Engineer's Specification | By Project Engineer | MEP-217 | Sign Illumination LED Module | MEP - MEP | Architectural Design | Yes |  | No | Yes | Yes | Yes |  | ACTIVE | Identified by Karlo 26/10/21 |  | Yes | Parent | Facilities | SI | 1.4.6.2 | Signage | RTO | RTO
MEP-218 | Recessed Ceiling Can Light | Project Engineer's Specification | By Project Engineer | MEP-218 | Recessed Ceiling Can Light | MEP - MEP | Architectural Design | Yes |  | No | Yes | Yes | Yes |  | ACTIVE | Identified by Karlo 26/10/21 |  | Yes | Parent |  |  | 1.4.1.1 | Station | RTO | RTO
MEP-230 | Emergency Lighting | Project Engineer's Specification | By Project Engineer | MEP-230 | Emergency Lighting | MEP - MEP | Architectural Design | Yes |  | No | Yes | Yes | Yes |  | ACTIVE | Identified by Karlo 26/10/21 |  | Yes | Parent |  |  | 1.1.6 | Lighting | Unallocated | RTO
MEP-250 | General Power Socket - Single | Project Engineer's Specification | By Project Engineer | MEP-250 | General Power Socket - Single | MEP - MEP | Architectural Design | No |  | No | Yes | No | No |  | ACTIVE | Identified as not required by Karlo 26/10/21 |  |  | Parent |  |  | 1.4.3 | Station Mechanical & Electrical | RTO | RTO
MEP-251 | General Power Outlet - Double | Project Engineer's Specification | By Project Engineer | MEP-251 | General Power Outlet - Double | MEP - MEP | Architectural Design | No |  | No | Yes | No | No |  | ACTIVE | Identified as not required by Karlo 26/10/21 |  |  | Parent |  |  | 1.4.3 | Station Mechanical & Electrical | RTO | RTO
MEP-252 | Data Outlet | Project Engineer's Specification | By Project Engineer | MEP-252 | Data Outlet | MEP - MEP | Architectural Design | No |  | No | Yes | No | No |  | ACTIVE | Identified as not required by Karlo 26/10/21 |  |  | Parent |  |  | 1.4.3 | Station Mechanical & Electrical | RTO | RTO
MEP-253 | Light Switch | Project Engineer's Specification | By Project Engineer | MEP-253 | Light Switch | MEP - MEP | Architectural Design | No |  | No | Yes | No | No |  | ACTIVE | Identified as not required by Karlo 26/10/21 |  |  | Parent |  |  | 1.1.6 | Lighting | Unallocated | RTO
MEP-254 | Duress Push Button | Project Engineer's Specification | By Project Engineer | MEP-254 | Duress Push Button | MEP - MEP | Architectural Design | No |  | No | Yes | No | No |  | ACTIVE | Identified as not required by Karlo 26/10/21 |  |  | Parent |  |  | 1.4.3 | Station Mechanical & Electrical | RTO | RTO
MEP-255 | Request to Exit Button | Project Engineer's Specification | By Project Engineer | MEP-255 | Request to Exit Button | MEP - MEP | Architectural Design | No |  | No | Yes | No | No |  | ACTIVE | Identified as not required by Karlo 26/10/21 |  |  | Parent |  |  | 1.4.3 | Station Mechanical & Electrical | RTO | RTO
MEP-256 | Card Reader | Project Engineer's Specification | By Project Engineer | MEP-256 | Card Reader | MEP - MEP | Architectural Design | No |  | No | Yes | No | No |  | ACTIVE | Identified as not required by Karlo 26/10/21 |  |  | Parent |  |  | 1.4.3 | Station Mechanical & Electrical | RTO | RTO
MEP-257 | Break Glass Emergency Exit Release | Project Engineer's Specification | By Project Engineer | MEP-257 | Break Glass Emergency Exit Release | MEP - MEP | Architectural Design | No |  | No | Yes | No | No |  | ACTIVE | Identified as not required by Karlo 26/10/21 |  |  | Parent |  |  | 1.4.3 | Station Mechanical & Electrical | RTO | RTO
MEP-258 | Remote Arming Station | Project Engineer's Specification | By Project Engineer | MEP-258 | Remote Arming Station | MEP - MEP | Architectural Design | No |  | No | Yes | No | No |  | ACTIVE | Identified as not required by Karlo 26/10/21 |  |  | Parent |  |  | 1.4.3 | Station Mechanical & Electrical | RTO | RTO
MEP-259 | Privacy Door System (PDS) | 453 | HWW | MEP-259 | Privacy Door System (PDS) | MEP - MEP | Architectural Design | No |  | No | Yes | No | No |  | ACTIVE | Identified by Karlo 26/10/21 |  | Yes | Parent | N/A | not recorded | 1.4.1.1 | Station | RTO | RTO
MEP-260 | Key Override | Project Engineer's Specification | By Project Engineer | MEP-260 | Key Override | MEP - MEP | Architectural Design | No |  | No | Yes | No | No |  | ACTIVE | Identified as not required by Karlo 26/10/21 |  |  | Parent |  |  | 1.4.3 | Station Mechanical & Electrical | RTO | RTO
MEP-261 | Linear LED - Colour (CBDN) | Project Engineer's Specification | By Project Engineer | MEP-261 | Linear LED - Colour (CBDN) | MEP - MEP | Architectural Design | Yes |  | No | Yes | Yes | Yes |  | ACTIVE | Identified by Karlo 26/10/21 |  | Yes | Parent |  |  | 1.4.3 | Station Mechanical & Electrical | RTO | RTO
MEP-262 | Linear LED - Colour (CBDN) | Project Engineer's Specification | By Project Engineer | MEP-262 | Linear LED - Colour (CBDN) | MEP - MEP | Architectural Design | Yes |  | No | Yes | Yes | Yes |  | ACTIVE | Identified by Karlo 26/10/21 |  | Yes | Parent |  |  | 1.4.3 | Station Mechanical & Electrical | RTO | RTO
MEP-270 | PSD Isolation Mat | 412 | HWW | MEP-270 | PSD Isolation Mat | MEP - MEP | Architectural Design | No |  | No | Yes | No | No |  | ACTIVE | Identified as not required by Karlo 26/10/21 |  |  | Parent |  |  | 1.4.3 | Station Mechanical & Electrical | RTO | RTO
MEP-271 | Portal Strip Light | Project Engineer's Specification | By Project Engineer | MEP-271 | Portal Strip Light | MEP - MEP | Architectural Design | No |  | No | Yes | No | No |  | ACTIVE | Identified as not required by Karlo 26/10/21 |  |  | Parent |  |  | 1.1.6 | Lighting | Unallocated | RTO
MEP-300 | CCTV | [8 empty] | No |  |  |  |  | N/A | Heading only |  | N/A | N/A |  | N/A | N/A | N/A | N/A | N/A | N/A | N/A | N/A | N/A
MEP-310 | Analytical Camera | Project Engineer's Specification | By Project Engineer | MEP-310 | Analytical Camera | MEP - MEP | Architectural Design | Yes |  | No | Yes | Yes | Yes |  | ACTIVE | Identified by Karlo 26/10/21 |  | Yes | Parent |  |  | 1.2.1 | CCTV/Security MGMT | RTO | RTO
MEP-320 | CCTV Fixed Camera | Project Engineer's Specification | By Project Engineer | MEP-320 | CCTV Fixed Camera | MEP - MEP | Architectural Design | Yes |  | No | Yes | Yes | Yes |  | ACTIVE | Identified by Karlo 26/10/21 |  | Yes | Parent |  |  | 1.2.1 | CCTV/Security MGMT | RTO | RTO
Code Item Section Design Scope | [9 empty] | No |  |  |  |  | N/A | Heading only |  | N/A | N/A |  | N/A | N/A | N/A | N/A | N/A | N/A | N/A | N/A | N/A
MEP-330 | CCTV PTZ Camera | Project Engineer's Specification | By Project Engineer | MEP-330 | CCTV PTZ Camera | MEP - MEP | Architectural Design | Yes |  | No | Yes | Yes | Yes |  | ACTIVE | Identified by Karlo 26/10/21 |  | Yes | Parent |  |  | 1.2.1 | CCTV/Security MGMT | RTO | RTO
MEP-340 | CCTV PDS Camera | Project Engineer's Specification | By Project Engineer | MEP-340 | CCTV PDS Camera | MEP - MEP | Architectural Design | Yes |  | No | Yes | Yes | Yes |  | ACTIVE | Identified by Karlo 26/10/21 |  | Yes | Parent |  |  | 1.2.1 | CCTV/Security MGMT | RTO | RTO
MEP-400 | COMMUNICATION SYSTEMS | [8 empty] | No |  |  |  |  | N/A | Heading only |  | N/A | N/A |  | N/A | N/A | N/A | N/A | N/A | N/A | N/A | N/A | N/A
MEP-401 | PA Speaker | Project Engineer's Specification | By Project Engineer | MEP-401 | PA Speaker | MEP - MEP | Architectural Design | Yes |  | No | Yes | Yes | Yes |  | ACTIVE | Identified by Karlo 26/10/21 |  | Yes | Parent |  |  | 1.2.1 | CCTV/Security MGMT | RTO | RTO
MEP-410 | Emergency Warning Announcement System Speaker | Project Engineer's Specification | By Project Engineer | MEP-410 | Emergency Warning Announcement System Speaker | MEP - MEP | Architectural Design | Yes |  | No | Yes | Yes | Yes |  | ACTIVE | Identified by Karlo 26/10/21 |  | Yes | Parent |  |  | 1.2.1 | CCTV/Security MGMT | RTO | RTO
MEP-430 | Distributed Antenna System (DAS) | Project Engineer's Specification | By Project Engineer | MEP-430 | Distributed Antenna System (DAS) | MEP - MEP | Architectural Design | No |  | No | Yes | No | No |  | ACTIVE | Identified as not required by Karlo 26/10/21 |  |  | Child |  |  | 1.4.3 | Station Mechanical & Electrical | RTO | RTO
MEP-435 | Directional Antenna - Dome | Project Engineer's Specification | By Project Engineer | MEP-435 | Directional Antenna - Dome | MEP - MEP | Architectural Design | No |  | No | Yes | No | No |  | ACTIVE | Identified as not required by Karlo 26/10/21 |  |  | Child |  |  | 1.4.3 | Station Mechanical & Electrical | RTO | RTO
MEP-436 | Directional Antenna - Flat | Project Engineer's Specification | By Project Engineer | MEP-436 | Directional Antenna - Flat | MEP - MEP | Architectural Design | No |  | No | Yes | No | No |  | ACTIVE | Identified as not required by Karlo 26/10/21 |  |  | Child |  |  | 1.4.3 | Station Mechanical & Electrical | RTO | RTO
MEP-440 | Wi-Fi Access Point | Project Engineer's Specification | By Project Engineer | MEP-440 | Wi-Fi Access Point | MEP - MEP | Architectural Design | No |  | No | Yes | No | No |  | ACTIVE | Identified as not required by Karlo 26/10/21 |  |  | Parent |  |  | 1.4.3 | Station Mechanical & Electrical | RTO | RTO
MEP-450 | PID | Project Engineer's Specification | By Project Engineer | MEP-450 | PID | MEP - MEP | Architectural Design | Yes |  | No | Yes | Yes | Yes |  | ACTIVE | Identified by Karlo 26/10/21 |  | Yes | Parent |  |  | 1.4.3 | Station Mechanical & Electrical | RTO | RTO
MEP-480 | Emergency Do Not Enter | Project Engineer's Specification | By Project Engineer | MEP-480 | Emergency Do Not Enter | MEP - MEP | Architectural Design | Yes |  | No | Yes | Yes | Yes |  | ACTIVE | Identified by Karlo 26/10/21 |  | Yes | Parent |  |  | 1.4.3 | Station Mechanical & Electrical | RTO | RTO
MEP-490 | Audible Alarm | Project Engineer's Specification | By Project Engineer | MEP-490 | Audible Alarm | MEP - MEP | Architectural Design | No |  | No | Yes | No | No |  | ACTIVE | Identified as not required by Karlo 26/10/21 |  |  | Parent |  |  | 1.4.3 | Station Mechanical & Electrical | RTO | RTO
MEP-491 | Visual Alarm | Project Engineer's Specification | By Project Engineer | MEP-491 | Visual Alarm | MEP - MEP | Architectural Design | No |  | No | Yes | No | No |  | ACTIVE | Identified as not required by Karlo 26/10/21 |  |  | Parent |  |  | 1.4.3 | Station Mechanical & Electrical | RTO | RTO
MEP-492 | Auxillary Alarm | Project Engineer's Specification | By Project Engineer | MEP-492 | Auxillary Alarm | MEP - MEP | Architectural Design | No |  | No | Yes | No | No |  | ACTIVE | Identified as not required by Karlo 26/10/21 |  |  | Parent |  |  | 1.4.3 | Station Mechanical & Electrical | RTO | RTO
MEP-493 | Wireless Microphone Antenna | Project Engineer's Specification | By Project Engineer | MEP-493 | Wireless Microphone Antenna | MEP - MEP | Architectural Design | No |  | No | Yes | No | No |  | ACTIVE | Identified as not required by Karlo 26/10/21 |  |  | Child |  |  | 1.4.3 | Station Mechanical & Electrical | RTO | RTO
MEP-494 | AGC Microphone Antenna | Project Engineer's Specification | By Project Engineer | MEP-494 | AGC Microphone Antenna | MEP - MEP | Architectural Design | No |  | No | Yes | No | No |  | ACTIVE | Identified as not required by Karlo 26/10/21 |  |  | Child |  |  | 1.4.3 | Station Mechanical & Electrical | RTO | RTO
MEP-500 | DISPERSION (LOUVRES / DIFFUSION JETS) | [8 empty] | No |  |  |  |  | N/A | Heading only |  | N/A | N/A |  | N/A | N/A | N/A | N/A | N/A | N/A | N/A | N/A | N/A
MEP-501 | Dispersion | Project Engineer's Specification | By Project Engineer | MEP-501 | Dispersion | MEP - MEP | Architectural Design | No |  | No | Yes | No | No |  | ACTIVE | Identified as not required by Karlo 26/10/21 |  |  | Parent |  |  | 1.4.3 | Station Mechanical & Electrical | RTO | RTO
MEP-520 | Louvres | Project Engineer's Specification | By Project Engineer | MEP-520 | Louvres | MEP - MEP | Architectural Design | No |  | No | Yes | No | No |  | ACTIVE | Identified by Karlo 26/10/21 |  |  | Parent | N/A | not recorded | 1.4.1.1 | Station | RTO | RTO
MEP-521 | Acoustic Louvre | 451 | HWW | MEP-521 | Acoustic Louvre | MEP - MEP | Architectural Design | No |  | No | Yes | No | No |  | ACTIVE | Identified by Karlo 26/10/21 |  |  | Parent | N/A | not recorded | 1.4.1.1 | Station | RTO | RTO
MEP-550 | Jet Diffuser | Project Engineer's Specification | By Project Engineer | MEP-550 | Jet Diffuser | MEP - MEP | Architectural Design | No |  | No | Yes | No | No |  | ACTIVE | Identified as not required by Karlo 26/10/21 |  |  | Parent |  |  | 1.4.3 | Station Mechanical & Electrical | RTO | RTO
MEP-551 | Swirl Diffuser | Project Engineer's Specification | By Project Engineer | MEP-551 | Swirl Diffuser | MEP - MEP | Architectural Design | No |  | No | Yes | No | No |  | ACTIVE | Identified as not required by Karlo 26/10/21 |  |  | Parent |  |  | 1.4.3 | Station Mechanical & Electrical | RTO | RTO
MEP-560 | Venitaltion Bank (ISS) | Project Engineer's Specification | By Project Engineer | MEP-560 | Venitaltion Bank (ISS) | MEP - MEP | Architectural Design | No |  | No | Yes | No | No |  | ACTIVE | Identified as not required by Karlo 26/10/21 |  |  | Parent |  |  | 1.4.3 | Station Mechanical & Electrical | RTO | RTO
MEP-600 | EQUIPMENT | [8 empty] | No |  |  |  |  | N/A | Heading only |  | N/A | N/A |  | N/A | N/A | N/A | N/A | N/A | N/A | N/A | N/A | N/A
MEP-610 | Help Point | Project Engineer's Specification | By Project Engineer | MEP-610 | Help Point | MEP - MEP | Architectural Design | Yes |  | No | Yes | Yes | Yes |  | ACTIVE | Identified by Karlo 26/10/21 |  | Yes | Parent |  |  | 1.4.3 | Station Mechanical & Electrical | RTO | RTO
MEP-611 | Emergency Call Button | Project Engineer's Specification | By Project Engineer | MEP-611 | Emergency Call Button | MEP - MEP | Architectural Design | Yes |  | No | Yes | Yes | Yes |  | ACTIVE | Identified by Karlo 26/10/21 |  | Yes | Parent |  |  | 1.4.3 | Station Mechanical & Electrical | RTO | RTO
MEP-620 | Telephone | Project Engineer's Specification | By Project Engineer | MEP-620 | Telephone | MEP - MEP | Architectural Design | Yes |  | No | Yes | Yes | Yes |  | ACTIVE | Identified by Karlo 26/10/21 |  | Yes | Parent |  |  | 1.4.3 | Station Mechanical & Electrical | RTO | RTO
MEP-630 | Photovoltaic Panel | Project Engineer's Specification | By Project Engineer | MEP-630 | Photovoltaic Panel | MEP - MEP | Architectural Design | Yes |  | No | Yes | Yes | Yes |  | ACTIVE | Identified by Karlo 26/10/21 |  | Yes | Parent |  |  | 1.4.3 | Station Mechanical & Electrical | RTO | RTO
Code Item Section Design Scope | [9 empty] | No |  |  |  |  | N/A | Heading only |  | N/A | N/A |  | N/A | N/A | N/A | N/A | N/A | N/A | N/A | N/A | N/A
MEP-640 | MEP Plant | Project Engineer's Specification | By Project Engineer | MEP-640 | MEP Plant | MEP - MEP | Architectural Design | Yes |  | No | Yes | Yes | Yes |  | ACTIVE | Identified by Karlo 26/10/21 |  | Yes | Parent |  |  | 1.4.3 | Station Mechanical & Electrical | RTO | RTO
MEP-650 | Floor Mounted Davit Crane Socket | Project Engineer's Specification | By Project Engineer | MEP-650 | Floor Mounted Davit Crane Socket | MEP - MEP | Architectural Design | Yes |  | No | Yes | Yes | Yes |  | ACTIVE | Identified by Karlo 26/10/21 |  | Yes | Parent | N/A | not recorded | 1.4.1.1 | Station | RTO | RTO
MEP-651 | SEOS (Station Emeergency Open System) | Project Engineer's Specification | By Project Engineer | MEP-651 | SEOS (Station Emeergency Open System) | MEP - MEP | Architectural Design | Yes |  | No | Yes | Yes | Yes |  | ACTIVE | Identified by Karlo 31/03/2022 |  | Yes | Parent |  |  | 1.4.3 | Station Mechanical & Electrical | RTO | RTO
MEP-652 | LEOS (Local Emergency Override System) | Project Engineer's Specification | By Project Engineer | MEP-652 | LEOS (Local Emergency Override System) | MEP - MEP | Architectural Design | Yes |  | No | Yes | Yes | Yes |  | ACTIVE | Identified by Karlo 26/10/21 |  | Yes | Parent |  |  | 1.4.3 | Station Mechanical & Electrical | RTO | RTO
MEP-653 | Lift Control Box | Project Engineer's Specification | By Project Engineer | MEP-653 | Lift Control Box | MEP - MEP | Architectural Design | Yes |  | No | Yes | Yes | Yes |  | ACTIVE | Identified by Karlo 26/10/21 |  | Yes | Parent |  |  | 1.4.3 | Station Mechanical & Electrical | RTO | RTO
MEP-654 | MFB Control Box | Project Engineer's Specification | By Project Engineer | MEP-654 | MFB Control Box | MEP - MEP | Architectural Design | Yes |  | No | Yes | Yes | Yes |  | ACTIVE | Identified by Karlo 26/10/21 |  | Yes | Parent |  |  | 1.4.3 | Station Mechanical & Electrical | RTO | RTO
MEP-655 | Landing Call Button | Project Engineer's Specification | By Project Engineer | MEP-655 | Landing Call Button | MEP - MEP | Architectural Design | No |  | No | Yes | No | No |  | ACTIVE | Identified as not required by Karlo 26/10/21 |  |  | Parent |  |  | 1.4.3 | Station Mechanical & Electrical | RTO | RTO
MEP-656 | Meeting Room Television | Project Engineer's Specification | By Project Engineer | MEP-656 | Meeting Room Television | MEP - MEP | Architectural Design | Yes |  | No | Yes | Yes | Yes |  | ACTIVE | Identified by Karlo 26/10/21 |  | Yes | Parent |  |  | 1.4.3 | Station Mechanical & Electrical | RTO | RTO
MEP-657 | TOT (Ticket Office Terminal) | Project Engineer's Specification | By Project Engineer | MEP-657 | TOT (Ticket Office Terminal) | MEP - MEP | Architectural Design | Yes |  | No | Yes | Yes | Yes |  | ACTIVE | Identified by Karlo 31/03/2022 |  | Yes | Parent |  |  | 1.4.3 | Station Mechanical & Electrical | RTO | RTO
MEP-658 | Myki Winterm | Project Engineer's Specification | By Project Engineer | MEP-658 | Myki Winterm | MEP - MEP | Architectural Design | Yes |  | No | Yes | Yes | Yes |  | ACTIVE | Identified by Karlo 31/03/2022 |  | Yes | Parent |  |  | 1.4.3 | Station Mechanical & Electrical | RTO | RTO
MEP-700 | FIRE PROTECTION | [8 empty] | No |  |  |  |  | N/A | Heading only |  | N/A | N/A |  | N/A | N/A | N/A | N/A | N/A | N/A | N/A | N/A | N/A
MEP-710 | Fire Hose Reel | Project Engineer's Specification | By Project Engineer | MEP-710 | Fire Hose Reel | MEP - MEP | Architectural Design | Yes |  | No | Yes | Yes | Yes |  | ACTIVE | Identified by Karlo 26/10/21 |  | Yes | Parent |  |  | 1.4.3 | Station Mechanical & Electrical | RTO | RTO
MEP-711 | Fire Indicator Panel | Project Engineer's Specification | By Project Engineer | MEP-711 | Fire Indicator Panel | MEP - MEP | Architectural Design | Yes |  | No | Yes | Yes | Yes |  | ACTIVE | Identified by Karlo 26/10/21 |  | Yes | Parent |  |  | 1.4.3 | Station Mechanical & Electrical | RTO | RTO
MEP-720 | Sprinklers | Project Engineer's Specification | By Project Engineer | MEP-720 | Sprinklers | MEP - MEP | Architectural Design | Yes |  | No | Yes | Yes | Yes |  | ACTIVE | Identified by Karlo 26/10/21 |  | Yes | Parent |  |  | 1.4.3 | Station Mechanical & Electrical | RTO | RTO
MEP-730 | Fire Extinguishers | Project Engineer's Specification | By Project Engineer | MEP-730 | Fire Extinguishers | MEP - MEP | Architectural Design | Yes |  | No | Yes | Yes | Yes |  | ACTIVE | Identified by Karlo 26/10/21 |  | Yes | Parent |  |  | 1.4.3 | Station Mechanical & Electrical | RTO | RTO
MEP-750 | Fire Hydrant | Project Engineer's Specification | By Project Engineer | MEP-750 | Fire Hydrant | MEP - MEP | Architectural Design | Yes |  | No | Yes | Yes | Yes |  | ACTIVE | Identified by Karlo 26/10/21 |  | Yes | Parent |  |  | 1.4.3 | Station Mechanical & Electrical | RTO | RTO
MEP-770 | Fire Detector | Project Engineer's Specification | By Project Engineer | MEP-770 | Fire Detector | MEP - MEP | Architectural Design | Yes |  | No | Yes | Yes | Yes |  | ACTIVE | Identified by Karlo 26/10/21 |  | Yes | Parent |  |  | 1.4.3 | Station Mechanical & Electrical | RTO | RTO
MEP-771 | Smoke Detector | Project Engineer's Specification | By Project Engineer | MEP-771 | Smoke Detector | MEP - MEP | Architectural Design | Yes |  | No | Yes | Yes | Yes |  | ACTIVE | Identified by Karlo 26/10/21 |  | Yes | Parent |  |  | 1.4.3 | Station Mechanical & Electrical | RTO | RTO
MEP-780 | Communications Equipment Housing | Project Engineer's Specification | By Project Engineer | MEP-780 | Communications Equipment Housing | MEP - MEP | Architectural Design | Yes |  | No | Yes | Yes | Yes |  | ACTIVE | Identified by Karlo 26/10/21 |  | Yes | Parent |  |  | 1.4.3 | Station Mechanical & Electrical | RTO | RTO
MEP-800 | HYDRAULIC | [8 empty] | No |  |  |  |  | N/A | Heading only |  | N/A | N/A |  | N/A | N/A | N/A | N/A | N/A | N/A | N/A | N/A | N/A
MEP-810 | Floor Drain | 552 | HWW | MEP-810 | Floor Drain | MEP - MEP | Architectural Design | No |  | No | Yes | No | No |  | ACTIVE | Identified as not required by Karlo 26/10/21 |  | Yes | Parent | N/A | not recorded | 1.4.1.8 | Drains | RTO | RTO
MEP-811 | Heel Guard Floor Drain | Project Engineer's Specification | By Project Engineer | MEP-811 | Heel Guard Floor Drain | MEP - MEP | Architectural Design | No |  | No | Yes | No | No |  | ACTIVE | Identified as not required by Karlo 26/10/21 |  | Yes | Parent | N/A | not recorded | 1.4.1.8 | Drains | RTO | RTO
MEP-812 | 4 Sided Slot Drainage with Inset Finishes | Project Engineer's Specification | By Project Engineer | MEP-812 | 4 Sided Slot Drainage with Inset Finishes | MEP - MEP | Architectural Design | No |  | No | Yes | No | No |  | ACTIVE | Identified as not required by Karlo 26/10/21 |  |  | Parent |  |  | 1.4.1.8 | Drains | RTO | RTO
MEP-813 | Floor Drain with Puddle Flange | Project Engineer's Specification | By Project Engineer | MEP-813 | Floor Drain with Puddle Flange | MEP - MEP | Architectural Design | No |  | No | Yes | No | No |  | ACTIVE | Identified as not required by Karlo 26/10/21 |  | Yes | Parent | N/A | not recorded | 1.4.1.8 | Drains | RTO | RTO
MEP-814 | Floor Drain with Captive Ring | Project Engineer's Specification | By Project Engineer | MEP-814 | Floor Drain with Captive Ring | MEP - MEP | Architectural Design | No |  | No | Yes | No | No |  | ACTIVE | Identified as not required by Karlo 26/10/21 |  | Yes | Parent | N/A | not recorded | 1.4.1.8 | Drains | RTO | RTO
MEP-820 | Rainwater Pipe | Project Engineer's Specification | By Project Engineer | MEP-820 | Rainwater Pipe | MEP - MEP | Architectural Design | No |  | No | Yes | No | No |  | ACTIVE | Identified as not required by Karlo 26/10/21 |  |  | Parent |  |  | 1.4.1.1 | Station | RTO | RTO
MEP-821 | Stainless Steel Rain Water Pipe | 416 | HWW | MEP-821 | Stainless Steel Rain Water Pipe | MEP - MEP | Architectural Design | No |  | No | Yes | No | No |  | NOT IN SCOPE | Identified as not required by Karlo 26/10/21 |  |  | Parent |  |  | 1.4.1.1 | Station | RTO | RTO
MEP-822 | Flexible Stainless Steel Rain Water Pipe Connection | Project Engineer's Specification | By Project Engineer | MEP-822 | Flexible Stainless Steel Rain Water Pipe Connection | MEP - MEP | Architectural Design | No |  | No | Yes | No | No |  | ACTIVE | Identified as not required by Karlo 26/10/21 |  |  | Parent |  |  | 1.4.1.1 | Station | RTO | RTO
Code Item Section Design Scope | [9 empty] | No |  |  |  |  | N/A | Heading only |  | N/A | N/A |  | N/A | N/A | N/A | N/A | N/A | N/A | N/A | N/A | N/A
MEP-823 | Stainless Steel Rain Water Pipe | Project Engineer's Specification | By Project Engineer | MEP-823 | Stainless Steel Rain Water Pipe | MEP - MEP | Architectural Design | No |  | No | Yes | No | No |  | ACTIVE | Identified as not required by Karlo 26/10/21 |  |  | Parent |  |  | 1.4.1.1 | Station | RTO | RTO
MEP-830 | Soil Vent Pipe | Project Engineer's Specification | By Project Engineer | MEP-830 | Soil Vent Pipe | MEP - MEP | Architectural Design | No |  | No | Yes | No | No |  | ACTIVE | Identified as not required by Karlo 26/10/21 |  |  | Parent |  |  | 1.4.1.1 | Station | RTO | RTO
MEP-890 | Hot Water Unit | Project Engineer's Specification | By Project Engineer | MEP-890 | Hot Water Unit | MEP - MEP | Architectural Design | Yes |  | No | Yes | Yes | Yes |  | ACTIVE | Identified by Karlo 26/10/21 |  | Yes | Parent |  |  | 1.4.1.1 | Station | RTO | RTO
MEP-891 | Thermostatic Mixing Valve | Project Engineer's Specification | By Project Engineer | MEP-891 | Thermostatic Mixing Valve | MEP - MEP | Architectural Design | Yes |  | No | Yes | Yes | Yes |  | ACTIVE | Identified by Karlo 26/10/21 |  | Yes | Parent |  |  | 1.4.1.1 | Station | RTO | RTO
MEP-892 | Stainless Steel Overflow | Project Engineer's Specification | By Project Engineer | MEP-892 | Stainless Steel Overflow | MEP - MEP | Architectural Design | No |  | No | Yes | No | No |  | ACTIVE | Identified as not required by Karlo 26/10/21 |  |  | Parent |  |  | 1.4.1.1 | Station | RTO | RTO
MEP-893 | Sump | Project Engineer's Specification | By Project Engieer | MEP-893 | Sump | MEP - MEP | Architectural Design | Yes |  | No | Yes | Yes | Yes |  | ACTIVE | Identified by Karlo 26/10/21 |  | Yes | Parent |  |  | 1.4.1.1 | Station | RTO | RTO
MEP-900 | VERTICAL TRANSPORT | [8 empty] | No |  |  |  |  | N/A | Heading only |  | N/A | N/A |  | N/A | N/A | N/A | N/A | N/A | N/A | N/A | N/A | N/A
MEP-901 | Escalator | Project Engineer's Specification | By Project Engineer | MEP-901 | Escalator | MEP - MEP | Architectural Design | Yes |  | No | Yes | Yes | Yes |  | ACTIVE | Identified by Karlo 26/10/21 |  | Yes | Parent |  |  | 1.4.3.1 | Station Vertical Transport | RTO | RTO
MEP-920 | Public Lift | Project Engineer's Specification | By Project Engineer | MEP-920 | Public Lift | MEP - MEP | Architectural Design | Yes |  | No | Yes | Yes | Yes |  | ACTIVE | Identified by Karlo 26/10/21 |  | Yes | Parent |  |  | 1.4.3.1.1 | Station Lift | RTO | RTO
MEP-922 | Goods Lift | Project Engineer's Specification | By Project Engineer | MEP-922 | Goods Lift | MEP - MEP | Architectural Design | Yes |  | No | Yes | Yes | Yes |  | ACTIVE | Identified by Karlo 26/10/21 |  | Yes | Parent |  |  | 1.4.3.1.1 | Station Lift | RTO | RTO
MEP-930 | BOH Lift | Project Engineer's Specification | By Project Engineer | MEP-930 | BOH Lift | MEP - MEP | Architectural Design | Yes |  | No | Yes | Yes | Yes |  | ACTIVE | Identified by Karlo 26/10/21 |  | Yes | Parent |  |  | 1.4.3.1.1 | Station Lift | RTO | RTO
MEP-931 | BOH Lift with Glazed Door | Project Engineer's Specification | By Project Engineer | MEP-931 | BOH Lift with Glazed Door | MEP - MEP | Architectural Design | Yes |  | No | Yes | Yes | Yes |  | ACTIVE | Identified by Karlo 26/10/21 |  | Yes | Parent | Facilities | LE | 1.4.3.1 | Station Vertical Transport | RTO | RTO
PNT | PAINT / CLEAR FINISHES | [8 empty] | No |  |  |  |  | N/A | Heading only |  | N/A | N/A |  | N/A | N/A | N/A | N/A | N/A | N/A | N/A | N/A | N/A
PNT-100 | STRUCTURAL SEALANT | [8 empty] | No |  |  |  |  | N/A | Heading only |  | N/A | N/A |  | N/A | N/A | N/A | N/A | N/A | N/A | N/A | N/A | N/A
PNT-101 | Stain Repel Sealer to Concrete and Structural Soffits | 671 | HWW | PNT-101 | Dust Proof Sealer to Concrete and Structural Soffits | PNT - PAINT / CLEAR FINISHES | Architectural Design | No |  | No | Yes | No | No |  | ACTIVE | Identified as not required by Karlo 26/10/21 |  |  | Child | N/A | not recorded | 1.4.1.1 | Station | RTO | RTO
PNT-200 | STRUCTURAL STEEL - PROTECTIVE COATINGS | [8 empty] | No |  |  |  |  | N/A | Heading only |  | N/A | N/A |  | N/A | N/A | N/A | N/A | N/A | N/A | N/A | N/A | N/A
PNT-201 | Steel Protective Paint - Concealed Galvanised Steelwork Fire Protection 2 Hour FRL (C2, C3 and C4 Environment) | 345 | HWW | PNT-201 | Steel Protective Paint - Concealed Galvanised Steelwork Fire Protection 2 Hour FRL (C2, C3 and C4 | PNT - PAINT / CLEAR FINISHES | Architectural Design | No |  | No | Yes | No | No |  | ACTIVE | Identified as not required by Karlo 26/10/21 |  |  | Child |  |  | 1.4.1.1 | Station | RTO | RTO
PNT-202 | Steel Protective Paint - Visible Steelwork Fire Protection 2 Hour FRL (C2, C3 and C4 Environment) | 345 | HWW | PNT-202 | Steel Protective Paint - Visible Steelwork Fire Protection 2 Hour FRL (C2, C3 and C4 Environment) | PNT - PAINT / CLEAR FINISHES | Architectural Design | No |  | No | Yes | No | No |  | ACTIVE | Identified as not required by Karlo 26/10/21 |  |  | Child |  |  | 1.4.1.1 | Station | RTO | RTO
PNT-203 | Steel Protective Paint - Concealed Steelwork Fire Protection 2 Hour FRL (C2, C3 and C4 Environment) | 345 | HWW | PNT-203 | Steel Protective Paint - Concealed Steelwork Fire Protection 2 Hour FRL (C2, C3 and C4 Environment) | PNT - PAINT / CLEAR FINISHES | Architectural Design | No |  | No | Yes | No | No |  | ACTIVE | Identified as not required by Karlo 26/10/21 |  |  | Child |  |  | 1.4.1.1 | Station | RTO | RTO
PNT-204 | Steel Protective Paint - Visible Steelwork (C2 and C3 Environment) | 345 | HWW | PNT-204 | Steel Protective Paint - Visible Steelwork (C2 and C3 Environment) | PNT - PAINT / CLEAR FINISHES | Architectural Design | No |  | No | Yes | No | No |  | ACTIVE | Identified as not required by Karlo 26/10/21 |  |  | Child |  |  | 1.4.1.1 | Station | RTO | RTO
PNT-205 | Steel Protective Paint - Concealed Steelwork (C2 and C3 Environment) | 345 | HWW | PNT-205 | Steel Protective Paint - Concealed Steelwork (C2 and C3 Environment) | PNT - PAINT / CLEAR FINISHES | Architectural Design | No |  | No | Yes | No | No |  | ACTIVE | Identified as not required by Karlo 26/10/21 |  |  | Child |  |  | 1.4.1.1 | Station | RTO | RTO
PNT-206 | Steel Protective Paint - Aluminium Structures (C2 and C3 Environment) | 345 | HWW | PNT-206 | Steel Protective Paint - Aluminium Structures (C2 and C3 Environment) | PNT - PAINT / CLEAR FINISHES | Architectural Design | No |  | No | Yes | No | No |  | ACTIVE | Identified as not required by Karlo 26/10/21 |  |  | Child |  |  | 1.4.1.1 | Station | RTO | RTO
PNT-210 | Steel Protective Paint - Visible Metal Panel (Adjacent to FOH Doors) | 345 | HWW | PNT-210 | Steel Protective Paint - Visible Metal Panel (Adjacent to FOH Doors) | PNT - PAINT / CLEAR FINISHES | Architectural Design | No |  | No | Yes | No | No |  | ACTIVE | Identified as not required by Karlo 26/10/21 |  | Yes | Child | N/A | not recorded | 1.4.1.1 | Station | RTO | RTO
PNT-220 | Stain to Concrete and Masonry - Western Portal | 671 | HWW | PNT-220 | Stain to Concrete and Masonry - Western Portal | PNT - PAINT / CLEAR FINISHES | Architectural Design | No |  | No | Yes | No | No |  | ACTIVE | Identified as not required by Karlo 26/10/21 |  |  | Child |  |  | 1.4.1.1 | Station | RTO | RTO
PNT-300 | WALL PAINT | [8 empty] | No |  |  |  |  | N/A | Heading only |  | N/A | N/A |  | N/A | N/A | N/A | N/A | N/A | N/A | N/A | N/A | N/A
PNT-301 | Water Based Acrylic Paint for Internal Walls | 671 | HWW | PNT-301 | Water Based Acrylic Paint for Internal Walls | PNT - PAINT / CLEAR FINISHES | Architectural Design | No |  | No | Yes | No | No |  | ACTIVE | Identified as not required by Karlo 26/10/21 |  |  | Child |  |  | 1.4.1.1 | Station | RTO | RTO
PNT-302 | Water Based Acrylic Paint for Internal Ceilings (Paper Faced Plasterboard Ceilings) | 671 | HWW | PNT-302 | Water Based Acrylic Paint for Internal Ceilings (Paper Faced Plasterboard Ceilings) | PNT - PAINT / CLEAR FINISHES | Architectural Design | No |  | No | Yes | No | No |  | ACTIVE | Identified as not required by Karlo 26/10/21 |  |  | Child |  |  | 1.4.1.1 | Station | RTO | RTO
PNT-303 | Water Based Acrylic Paint for Internal Soffits | 671 | HWW | PNT-303 | Water Based Acrylic Paint for Internal Soffits | PNT - PAINT / CLEAR FINISHES | Architectural Design | No |  | No | Yes | No | No |  | ACTIVE | Identified as not required by Karlo 26/10/21 |  |  | Child |  |  | 1.4.1.1 | Station | RTO | RTO
PNT-304 | Water Based Acrylic Paint for Internal Walls - Black | 671 | HWW | PNT-304 | Water Based Acrylic Paint for Internal Walls - Black | PNT - PAINT / CLEAR FINISHES | Architectural Design | No |  | No | Yes | No | No |  | ACTIVE | Identified as not required by Karlo 26/10/21 |  |  | Child |  |  | 1.4.1.1 | Station | RTO | RTO
PNT-312 | Clear Non Sacrificial Anti-Graffiti Coating | 671 | HWW | PNT-312 | Clear Non Sacrificial Anti-Graffiti Coating | PNT - PAINT / CLEAR FINISHES | Architectural Design | No |  | No | Yes | No | No |  | ACTIVE | Identified as not required by Karlo 26/10/21 |  |  | Child |  |  | 1.4.1.1 | Station | RTO | RTO
PNT-313 | Clear Sacrificial Anti-Graffiti Coating | 671 | HWW | PNT-313 | Clear Sacrificial Anti-Graffiti Coating | PNT - PAINT / CLEAR FINISHES | Architectural Design | No |  | No | Yes | No | No |  | ACTIVE | Identified as not required by Karlo 26/10/21 |  |  | Child |  |  | 1.4.1.1 | Station | RTO | RTO
PNT-400 | FLOOR PAINT | [8 empty] | No |  |  |  |  | N/A | Heading only |  | N/A | N/A |  | N/A | N/A | N/A | N/A | N/A | N/A | N/A | N/A | N/A
PNT-401 | Water Based Epoxy Anti-Slip Floor Coating - Internal | 671 | HWW | PNT-401 | Water Based Epoxy Anti-Slip Floor Coating - Internal | PNT - PAINT / CLEAR FINISHES | Architectural Design | No |  | No | Yes | No | No |  | ACTIVE | Identified as not required by Karlo 26/10/21 |  | Yes | Child | N/A | not recorded | 1.4.1.1 | Station | RTO | RTO
PNT-402 | Water Based Epoxy Anti-Slip Floor Coating - External | 671 | HWW | PNT-402 | Water Based Epoxy Anti-Slip Floor Coating - External | PNT - PAINT / CLEAR FINISHES | Architectural Design | No |  | No | Yes | No | No |  | ACTIVE | Identified as not required by Karlo 26/10/21 |  | Yes | Child | N/A | not recorded | 1.4.1.1 | Station | RTO | RTO
PNT-405 | Water Based Epoxy Anti-Slip Floor Coating - Internal Marking | 671 | HWW | PNT-405 | Water Based Epoxy Anti-Slip Floor Coating - Internal | PNT - PAINT / CLEAR FINISHES | Architectural Design | No |  | No | Yes | No | No |  | ACTIVE | Identified as not required by Karlo 26/10/21 |  | Yes | Child | N/A | not recorded | 1.4.1.1 | Station | RTO | RTO
PNT-410 | Water Based Epoxy Anti-Slip Floor Coating - BOH Stair Nosing | 671 | HWW | PNT-410 | Water Based Epoxy Anti-Slip Floor Coating - BOH Stair Nosing | PNT - PAINT / CLEAR FINISHES | Architectural Design | No |  | No | Yes | No | No |  | ACTIVE | Identified as not required by Karlo 26/10/21 |  |  | Child | N/A | not recorded | 1.4.1.1 | Station | RTO | RTO
PNT-500 | PAINT MARKINGS - FLOORS | [8 empty] | No |  |  |  |  | N/A | Heading only |  | N/A | N/A |  | N/A | N/A | N/A | N/A | N/A | N/A | N/A | N/A | N/A
PNT-501 | Floor Markings Paint | 671 | HWW | PNT-501 | Floor Markings Paint | PNT - PAINT / CLEAR FINISHES | Architectural Design | No |  | No | Yes | No | No |  | ACTIVE | Identified as not required by Karlo 26/10/21 |  | Yes | Child | N/A | not recorded | 1.4.1.1 | Station | RTO | RTO
PNT-600 | PAINT TO DOORS | [8 empty] | No |  |  |  |  | N/A | Heading only |  | N/A | N/A |  | N/A | N/A | N/A | N/A | N/A | N/A | N/A | N/A | N/A
PNT-601 | Paint to Metal Clad Doors | 671 | HWW | PNT-601 | Paint to Metal Clad Doors | PNT - PAINT / CLEAR FINISHES | Architectural Design | No |  | No | Yes | No | No |  | ACTIVE | Identified as not required by Karlo 26/10/21 |  | Yes | Child | N/A | not recorded | 1.4.1.1 | Station | RTO | RTO
PNT-602 | Paint to Timber Doors | 671 | HWW | PNT-602 | Paint to Timber Doors | PNT - PAINT / CLEAR FINISHES | Architectural Design | No |  | No | Yes | No | No |  | ACTIVE | Identified as not required by Karlo 26/10/21 |  | Yes | Child | N/A | not recorded | 1.4.1.1 | Station | RTO | RTO
PSD | PLATFORM SCREEN DOORS | [8 empty] | No |  |  |  |  | N/A | Heading only |  | N/A | N/A |  | N/A | N/A | N/A | N/A | N/A | N/A | N/A | N/A | N/A
PSD-100 | PLATFORM SCREEN DOORS - BOX STATION | [8 empty] | No |  |  |  |  | N/A | Heading only |  | N/A | N/A |  | N/A | N/A | N/A | N/A | N/A | N/A | N/A | N/A | N/A
Code Item Section Design Scope | [9 empty] | No |  |  |  |  | N/A | Heading only |  | N/A | N/A |  | N/A | N/A | N/A | N/A | N/A | N/A | N/A | N/A | N/A
PSD-101 | Box Station Platform Screen Doors | Project Engineer's Specification | By Project Engineer | PSD-101 | Box Station Platform Screen Doors | PSD - PLATFORM SCREEN DOORS | Architectural Design | Yes |  | No | Yes | Yes | Yes |  | ACTIVE | Identified by Karlo 26/10/21 |  | Yes | Parent | Facilities | D0 | 1.4.1.1 | Station | RTO | RTO
PSD-200 | PLATFORM SCREEN DOORS - CAVERN STATION | [8 empty] | No |  |  |  |  | N/A | Heading only |  | N/A | N/A |  | N/A | N/A | N/A | N/A | N/A | N/A | N/A | N/A | N/A
PSD-201 | Cavern Platform Screen Doors | Project Engineer's Specification | By Project Engineer | PSD-201 | Cavern Platform Screen Doors | PSD - PLATFORM SCREEN DOORS | Architectural Design | Yes |  | No | Yes | Yes | Yes |  | ACTIVE | Identified by Karlo 26/10/21 |  | Yes | Parent | Facilities | D0 | 1.4.1.1 | Station | RTO | RTO
RFL | ROOFLIGHTS | [8 empty] | No |  |  |  |  | N/A | Heading only |  | N/A | N/A |  | N/A | N/A | N/A | N/A | N/A | N/A | N/A | N/A | N/A
RFL-100 | ARDEN ROOFLIGHTS | [8 empty] | No |  |  |  |  | N/A | Heading only |  | N/A | N/A |  | N/A | N/A | N/A | N/A | N/A | N/A | N/A | N/A | N/A
RFL-101 | Central Rooflight | 451 | HWW | RFL-101 | Central Rooflight | RFL - ROOFLIGHTS | Architectural Design | Yes |  | No | Yes | Yes | Yes |  | NOT IN SCOPE | Identified by Karlo 26/10/21 |  |  | Parent |  |  | 1.1.6 | Lighting | Unallocated | RTO
RFL-200 | PARKVILLE ROOFLIGHTS | [8 empty] | No |  |  |  |  | N/A | Heading only |  | N/A | N/A |  | N/A | N/A | N/A | N/A | N/A | N/A | N/A | N/A | N/A
RFL-201 | Curved Entrance Rooflight | 451 | HWW | RFL-201 | Curved Entrance Rooflight | RFL - ROOFLIGHTS | Architectural Design | Yes |  | No | Yes | Yes | Yes |  | NOT IN SCOPE | Identified by Karlo 26/10/21 |  |  | Parent |  |  | 1.1.6 | Lighting | Unallocated | RTO
RFL-210 | Rooflight | 451 | HWW | RFL-210 | Rooflight | RFL - ROOFLIGHTS | Architectural Design | Yes |  | No | Yes | Yes | Yes |  | ACTIVE | Identified by Karlo 26/10/21 |  |  | Parent | N/A | not recorded | 1.1.6 | Lighting | Unallocated | RTO
RFL-500 | DOMAIN ROOFLIGHTS | [8 empty] | No |  |  |  |  | N/A | Heading only |  | N/A | N/A |  | N/A | N/A | N/A | N/A | N/A | N/A | N/A | N/A | N/A
RFL-501 | Canopy Rooflight |  | HWW | RFL-501 | Canopy Rooflight | RFL - ROOFLIGHTS | Architectural Design | No |  | No | Yes | No | No |  | ACTIVE | Identified by Karlo 26/10/21 |  |  | Parent | N/A | not recorded | 1.1.6 | Lighting | Unallocated | RTO
RFS | ROOF SYSTEMS | [8 empty] | No |  |  |  |  | N/A | Heading only |  | N/A | N/A |  | N/A | N/A | N/A | N/A | N/A | N/A | N/A | N/A | N/A
RFS-100 | GLAZED ROOF SYSTEMS | [8 empty] | No |  |  |  |  | N/A | Heading only |  | N/A | N/A |  | N/A | N/A | N/A | N/A | N/A | N/A | N/A | N/A | N/A
RFS-110 | Curved Glass Roof | 451 | HWW | RFS-110 | Curved Glass Roof | RFS - ROOF SYSTEMS | Architectural Design | No |  | No | Yes | No | No |  | ACTIVE | Identified by Karlo 26/10/21 |  |  | Parent | N/A | not recorded | 1.4.1.1 | Station | RTO | RTO
RFS-200 | METAL ROOF SYSTEMS | [8 empty] | No |  |  |  |  | N/A | Heading only |  | N/A | N/A |  | N/A | N/A | N/A | N/A | N/A | N/A | N/A | N/A | N/A
RFS-202 | Profiled Metal Roof - Aluminium | 431 | HWW | RFS-202 | Profiled Metal Roof - Aluminium | RFS - ROOF SYSTEMS | Architectural Design | No |  | No | Yes | No | No |  | ACTIVE | Identified as not required by Karlo 26/10/21 |  |  | Parent | N/A | not recorded | 1.4.1.1 | Station | RTO | RTO
RFS-203 | Metal Roof | 431 | HWW | RFS-203 | Metal Roof | RFS - ROOF SYSTEMS | Architectural Design | No |  | No | Yes | No | No |  | ACTIVE | Identified as not required by Karlo 26/10/21 |  |  | Parent | N/A | not recorded | 1.4.1.1 | Station | RTO | RTO
RFS-205 | Metal Roof System - Aluminium | 431 | HWW | RFS-205 | Pressed Seam Metal Roof System - Aluminium | RFS - ROOF SYSTEMS | Architectural Design | No |  | No | Yes | No | No |  | ACTIVE | Identified as not required by Karlo 26/10/21 |  |  | Parent | N/A | not recorded | 1.4.1.1 | Station | RTO | RTO
RFS-206 | Metal Soffit (Portal) | 431 | HWW | RFS-206 | Metal Soffit (Portal) | RFS - ROOF SYSTEMS | Architectural Design | No |  | No | Yes | No | No |  | ACTIVE | Identified as not required by Karlo 26/10/21 |  |  | Child |  |  | 1.4.1.1 | Station | RTO | RTO
RFS-207 | Roof Metal Edge (Portal) | 431 | HWW | RFS-207 | Profiled Roof Metal Edge (Portal) | RFS - ROOF SYSTEMS | Architectural Design | No |  | No | Yes | No | No |  | ACTIVE | Identified as not required by Karlo 26/10/21 |  |  | Child | N/A | not recorded | 1.4.1.1 | Station | RTO | RTO
RFS-210 | Stainless Steel Roof (External Lifts) | 431 | HWW | RFS-210 | Stainless Steel Roof (External Lifts) | RFS - ROOF SYSTEMS | Architectural Design | No |  | No | Yes | No | No |  | ACTIVE | Identified as not required by Karlo 26/10/21 |  |  | Parent | N/A | not recorded | 1.4.1.1 | Station | RTO | RTO
RFS-500 | LIFT ROOF SYSTEMS | [8 empty] | No |  |  |  |  | N/A | Heading only |  | N/A | N/A |  | N/A | N/A | N/A | N/A | N/A | N/A | N/A | N/A | N/A
RFS-501 | Glazed Roof to Lifts | 451 | HWW | RFS-501 | Glazed Roof to Lifts | RFS - ROOF SYSTEMS | Architectural Design | No |  | No | Yes | No | No |  | ACTIVE | Identified as not required by Karlo 26/10/21 |  |  | Parent | N/A | not recorded | 1.4.1.1 | Station | RTO | RTO
RFS-502 | Triangulated Glazed Roof to Circular Lifts | 451 | HWW | RFS-502 | Triangulated Glazed Roof to Circular Lifts | RFS - ROOF SYSTEMS | Architectural Design | No |  | No | Yes | No | No |  | ACTIVE | Identified as not required by Karlo 26/10/21 |  |  | Parent | N/A | not recorded | 1.4.1.1 | Station | RTO | RTO
RFS-511 | Colour Glass Roof to Lifts | 451 | HWW | RFS-511 | Colour Glass Roof to Lifts | RFS - ROOF SYSTEMS | Architectural Design | No |  | No | Yes | No | No |  | ACTIVE | Identified as not required by Karlo 26/10/21 |  |  | Parent | N/A | not recorded | 1.4.1.1 | Station | RTO | RTO
RFS-521 | Precast Roof to Lifts | 435 | HWW | RFS-521 | Precast Roof to Lifts | RFS - ROOF SYSTEMS | Architectural Design | No |  | No | Yes | No | No |  | ACTIVE | Identified as not required by Karlo 26/10/21 |  |  | Parent | N/A | not recorded | 1.4.1.1 | Station | RTO | RTO
SAN | SANITARY EQUIPMENT | [8 empty] | No |  |  |  |  | N/A | Heading only |  | N/A | N/A |  | N/A | N/A | N/A | N/A | N/A | N/A | N/A | N/A | N/A
SAN-100 | WATER CLOSET | [8 empty] | No |  |  |  |  | N/A | Heading only |  | N/A | N/A |  | N/A | N/A | N/A | N/A | N/A | N/A | N/A | N/A | N/A
SAN-101 | WC | 555 | HWW | SAN-101 | WC | SAN - SANITARY EQUIPMENT | Architectural Design | No |  | No | Yes | No | No |  | ACTIVE | Identified as not required by Karlo 26/10/21 |  |  | Parent |  |  | 1.4.1.1 | Station | RTO | RTO
SAN-102 | Staff WC | 555 | HWW | SAN-102 | Staff WC | SAN - SANITARY EQUIPMENT | Architectural Design | No |  | No | Yes | No | No |  | ACTIVE | Identified as not required by Karlo 26/10/21 |  |  | Parent |  |  | 1.4.1.1 | Station | RTO | RTO
SAN-103 | Ambulant WC | 555 | HWW | SAN-103 | Ambulant WC | SAN - SANITARY EQUIPMENT | Architectural Design | No |  | No | Yes | No | No |  | ACTIVE | Identified as not required by Karlo 26/10/21 |  |  | Parent |  |  | 1.4.1.1 | Station | RTO | RTO
SAN-104 | Wall Faced WC with Close Coupled Cistern | 555 | HWW | SAN-104 | Wall Faced WC with Close Coupled Cistern | SAN - SANITARY EQUIPMENT | Architectural Design | No |  | No | Yes | No | No |  | ACTIVE | Identified as not required by Karlo 31/03/2022 |  |  | Parent |  |  | 1.4.1.1 | Station | RTO | RTO
SAN-120 | DDA WC | 555 | HWW | SAN-120 | DDA WC | SAN - SANITARY EQUIPMENT | Architectural Design | No |  | No | Yes | No | No |  | ACTIVE | Identified as not required by Karlo 26/10/21 |  |  | Parent |  |  | 1.4.1.1 | Station | RTO | RTO
SAN-150 | DDA Toilet Flush Buttons | 555 | HWW | SAN-150 | DDA Toilet Flush Buttons | SAN - SANITARY EQUIPMENT | Architectural Design | No |  | No | Yes | No | No |  | ACTIVE | Identified as not required by Karlo 26/10/21 |  |  | Parent |  |  | 1.4.1.1 | Station | RTO | RTO
SAN-151 | Toilet Flush Buttons | 555 | HWW | SAN-151 | Toilet Flush Buttons | SAN - SANITARY EQUIPMENT | Architectural Design | No |  | No | Yes | No | No |  | ACTIVE | Identified as not required by Karlo 26/10/21 |  |  | Parent |  |  | 1.4.1.1 | Station | RTO | RTO
SAN-152 | Dual Flush Access Panel | 555 | HWW | SAN-152 | Dual Flush Access Panel | SAN - SANITARY EQUIPMENT | Architectural Design | No |  | No | Yes | No | No |  | ACTIVE | Identified as not required by Karlo 26/10/21 |  |  | Parent |  |  | 1.4.1.1 | Station | RTO | RTO
SAN-153 | Blank Access Panel |  |  | SAN-153 | Blank Access Panel | SAN - SANITARY EQUIPMENT | Architectural Design | No |  | No | Yes | No | No |  | ACTIVE | New type added 07/10/2022 - Reviewed by KS on 14/10/2022 |  | Yes | Parent |  |  |  |  | #N/A | #N/A
SAN-155 | DDA Flush Buttons |  |  | SAN-155 | DDA Flush Buttons | SAN - SANITARY EQUIPMENT | Architectural Design | No |  | No | Yes | No | No |  | ACTIVE | New type added 07/10/2022 - Reviewed by KS on 14/10/2022 |  | Yes | Parent |  |  |  |  | #N/A | #N/A
SAN-200 | SINK | [8 empty] | No |  |  |  |  | N/A | Heading only |  | N/A | N/A |  | N/A | N/A | N/A | N/A | N/A | N/A | N/A | N/A | N/A
SAN-201 | Basin | 555 | HWW | SAN-201 | Basin | SAN - SANITARY EQUIPMENT | Architectural Design | No |  | No | Yes | No | No |  | ACTIVE | Identified as not required by Karlo 26/10/21 |  |  | Parent |  |  | 1.4.1.1 | Station | RTO | RTO
SAN-210 | DDA Basin | 555 | HWW | SAN-210 | DDA Basin | SAN - SANITARY EQUIPMENT | Architectural Design | No |  | No | Yes | No | No |  | ACTIVE | Identified as not required by Karlo 26/10/21 |  |  | Parent |  |  | 1.4.1.1 | Station | RTO | RTO
SAN-211 | Changing Places Basin | 555 | HWW | SAN-211 | Changing Places Basin | SAN - SANITARY EQUIPMENT | Architectural Design | No |  | No | Yes | No | No |  | ACTIVE | Identified as not required by Karlo 26/10/21 |  |  | Parent |  |  | 1.4.1.1 | Station | RTO | RTO
SAN-220 | Cleaners Sink | 555 | HWW | SAN-220 | Cleaners Sink | SAN - SANITARY EQUIPMENT | Architectural Design | No |  | No | Yes | No | No |  | ACTIVE | Identified as not required by Karlo 26/10/21 |  |  | Parent |  |  | 1.4.1.1 | Station | RTO | RTO
SAN-230 | First Aid Basin | 555 | HWW | SAN-230 | First Aid Basin | SAN - SANITARY EQUIPMENT | Architectural Design | No |  | No | Yes | No | No |  | ACTIVE | Identified as not required by Karlo 26/10/21 |  |  | Parent |  |  | 1.4.1.1 | Station | RTO | RTO
SAN-240 | Kitchen Sink | 555 | HWW | SAN-240 | Kitchen Sink | SAN - SANITARY EQUIPMENT | Architectural Design | No |  | No | Yes | No | No |  | ACTIVE | Identified as not required by Karlo 26/10/21 |  |  | Parent |  |  | 1.4.1.1 | Station | RTO | RTO
SAN-241 | Kitchen Point Sink | 555 | HWW | SAN-241 | Kitchen Point Sink | SAN - SANITARY EQUIPMENT | Architectural Design | No |  | No | Yes | No | No |  | ACTIVE | Identified as not required by Karlo 26/10/21 |  |  | Parent |  |  | 1.4.1.1 | Station | RTO | RTO
SAN-242 | Round Sink | 555 | HWW | SAN-242 | Round Sink | SAN - SANITARY EQUIPMENT | Architectural Design | No |  | No | Yes | No | No |  | ACTIVE | Identified as not required by Karlo 26/10/21 |  |  | Parent |  |  | 1.4.1.1 | Station | RTO | RTO
SAN-257 | Ceiling Hoist | 555 | HWW | SAN-257 | Ceiling Hoist | SAN - SANITARY EQUIPMENT | Architectural Design | Yes |  | No | Yes | Yes | Yes |  | ACTIVE | Identified by Karlo 26/10/21 |  | Yes | Parent |  |  | 1.4.1.1 | Station | RTO | RTO
SAN-300 | URINAL | [8 empty] | No |  |  |  |  | N/A | Heading only |  | N/A | N/A |  | N/A | N/A | N/A | N/A | N/A | N/A | N/A | N/A | N/A
SAN-301 | Urinal | 555 | HWW | SAN-301 | Urinal | SAN - SANITARY EQUIPMENT | Architectural Design | No |  | No | Yes | No | No |  | ACTIVE | Identified as not required by Karlo 26/10/21 |  |  | Parent |  |  | 1.4.1.1 | Station | RTO | RTO
SAN-302 | Urinal Privacy Panel | 555 | HWW | SAN-302 | Urinal Privacy Panel | SAN - SANITARY EQUIPMENT | Architectural Design | No |  | No | Yes | No | No |  | ACTIVE | Identified as not required by Karlo 26/10/21 |  |  | Parent |  |  | 1.4.1.1 | Station | RTO | RTO
SAN-303 | Urinal | 555 | HWW | SAN-303 | Urinal | SAN - SANITARY EQUIPMENT | Architectural Design | No |  | No | Yes | No | No |  | ACTIVE | Identified as not required by Karlo 26/10/21 |  |  | Parent |  |  | 1.4.1.1 | Station | RTO | RTO
SAN-400 | TAPWARE | [8 empty] | No |  |  |  |  | N/A | Heading only |  | N/A | N/A |  | N/A | N/A | N/A | N/A | N/A | N/A | N/A | N/A | N/A
SAN-401 | Infrared Panel Mounted Tap | 555 | HWW | SAN-401 | Infrared Panel Mounted Tap | SAN - SANITARY EQUIPMENT | Architectural Design | No |  | No | Yes | No | No |  | ACTIVE | Identified as not required by Karlo 26/10/21 |  |  | Parent |  |  | 1.4.1.1 | Station | RTO | RTO
SAN-402 | DDA Basin Mixer Tap | 555 | HWW | SAN-402 | DDA Basin Mixer Tap | SAN - SANITARY EQUIPMENT | Architectural Design | No |  | No | Yes | No | No |  | ACTIVE | Identified as not required by Karlo 26/10/21 |  |  | Parent |  |  | 1.4.1.1 | Station | RTO | RTO
SAN-403 | DDA Basin Mixer Tap with Extended Spout | 555 | HWW | SAN-403 | DDA Basin Mixer Tap with Extended Spout | SAN - SANITARY EQUIPMENT | Architectural Design | No |  | No | Yes | No | No |  | ACTIVE | Identified as not required by Karlo 26/10/21 |  |  | Parent |  |  | 1.4.1.1 | Station | RTO | RTO
SAN-410 | Kitchen Sink Mixer | 555 | HWW | SAN-410 | Kitchen Sink Mixer | SAN - SANITARY EQUIPMENT | Architectural Design | No |  | No | Yes | No | No |  | ACTIVE | Identified as not required by Karlo 26/10/21 |  |  | Parent |  |  | 1.4.1.1 | Station | RTO | RTO
SAN-420 | Boiling and Chilled Filtered Water Tapset | By others | Supplied by Others | SAN-420 | Boiling and Chilled Filtered Water Tapset | SAN - SANITARY EQUIPMENT | Architectural Design | Yes |  | No | Yes | Yes | Yes |  | ACTIVE | Identified by Karlo 26/10/21 |  | Yes | Parent |  |  | 1.4.1.1 | Station | RTO | RTO
SAN-421 | Boiling and Chilled Filtered Water Tapset | By others | Supplied by Others | SAN-421 | Boiling and Chilled Filtered Water Tapset | SAN - SANITARY EQUIPMENT | Architectural Design | Yes |  | No | Yes | Yes | Yes |  | ACTIVE | Identified by Karlo 26/10/21 |  | Yes | Parent |  |  | 1.4.1.1 | Station | RTO | RTO
SAN-430 | Cleaners Sink Tap | 555 | HWW | SAN-430 | Cleaners Sink Tap | SAN - SANITARY EQUIPMENT | Architectural Design | No |  | No | Yes | No | No |  | ACTIVE | Identified as not required by Karlo 26/10/21 |  |  | Parent |  |  | 1.4.1.1 | Station | RTO | RTO
SAN-440 | Shower Mixer | 555 | HWW | SAN-440 | Shower Mixer | SAN - SANITARY EQUIPMENT | Architectural Design | No |  | No | Yes | No | No |  | ACTIVE | Identified as not required by Karlo 26/10/21 |  |  | Parent |  |  | 1.4.1.1 | Station | RTO | RTO
SAN-450 | DDA Shower Rail | 555 | HWW | SAN-450 | DDA Shower Rail | SAN - SANITARY EQUIPMENT | Architectural Design | No |  | No | Yes | No | No |  | ACTIVE | Identified as not required by Karlo 26/10/21 |  |  | Parent |  |  | 1.4.1.1 | Station | RTO | RTO
Code Item Section Design Scope | [9 empty] | No |  |  |  |  | N/A | Heading only |  | N/A | N/A |  | N/A | N/A | N/A | N/A | N/A | N/A | N/A | N/A | N/A
SAN-451 | DDA Shower Handset | 555 | HWW | SAN-451 | DDA Shower Handset | SAN - SANITARY EQUIPMENT | Architectural Design | No |  | No | Yes | No | No |  | ACTIVE | Identified as not required by Karlo 26/10/21 |  |  | Parent |  |  | 1.4.1.1 | Station | RTO | RTO
SAN-452 | DDA Shower Mixer | 555 | HWW | SAN-452 | DDA Shower Mixer | SAN - SANITARY EQUIPMENT | Architectural Design | No |  | No | Yes | No | No |  | ACTIVE | Identified as not required by Karlo 26/10/21 |  |  | Parent |  |  | 1.4.1.1 | Station | RTO | RTO
SAN-460 | Combined Emergency Shower and Eye Wash | 555 | HWW | SAN-460 | Combined Emergency Shower and Eye Wash | SAN - SANITARY EQUIPMENT | Architectural Design | No |  | No | Yes | No | No |  | ACTIVE | Identified as not required by Karlo 26/10/21 |  |  | Parent |  |  | 1.4.1.1 | Station | RTO | RTO
SAN-461 | Emergency Eye and Face Wash | 555 | HWW | SAN-461 | Emergency Eye and Face Wash | SAN - SANITARY EQUIPMENT | Architectural Design | No |  | No | Yes | No | No |  | ACTIVE | Identified as not required by Karlo 26/10/21 |  |  | Parent |  |  | 1.4.1.1 | Station | RTO | RTO
SAN-462 | Lockable Cleaner's Tap | 555 | HWW | SAN-462 | Lockable Cleaner's Tap | SAN - SANITARY EQUIPMENT | Architectural Design | No |  | No | Yes | No | No |  | ACTIVE | Identified as not required by Karlo 26/10/21 |  |  | Parent |  |  | 1.4.1.1 | Station | RTO | RTO
SAN-470 | First Aid Tapset | 555 | HWW | SAN-470 | First Aid Tapset | SAN - SANITARY EQUIPMENT | Architectural Design | No |  | No | Yes | No | No |  | ACTIVE | Identified as not required by Karlo 26/10/21 |  |  | Parent |  |  | 1.4.1.1 | Station | RTO | RTO
SAN-500 | SANITARY FIXTURES | [8 empty] | No |  |  |  |  | N/A | Heading only |  | N/A | N/A |  | N/A | N/A | N/A | N/A | N/A | N/A | N/A | N/A | N/A
SAN-501 | DDA Integrated Mirror | 555 | HWW | SAN-501 | DDA Integrated Mirror | SAN - SANITARY EQUIPMENT | Architectural Design | No |  | No | Yes | No | No |  | ACTIVE | Identified as not required by Karlo 26/10/21 |  |  | Parent |  |  | 1.4.1.1 | Station | RTO | RTO
SAN-502 | Integrated Mirror | 555 | HWW | SAN-502 | Integrated Mirror | SAN - SANITARY EQUIPMENT | Architectural Design | No |  | No | Yes | No | No |  | ACTIVE | Identified as not required by Karlo 26/10/21 |  |  | Parent |  |  | 1.4.1.1 | Station | RTO | RTO
SAN-503 | Staff Amenities Mirror | 555 | HWW | SAN-503 | Staff Amenities Mirror | SAN - SANITARY EQUIPMENT | Architectural Design | No |  | No | Yes | No | No |  | ACTIVE | Identified as not required by Karlo 26/10/21 |  |  | Parent |  |  | 1.4.1.1 | Station | RTO | RTO
SAN-504 | Full Length Mirror |  |  | SAN-504 | Full Length Mirror | SAN - SANITARY EQUIPMENT | Architectural Design | No |  | No | Yes | No | No |  | ACTIVE | New type added 07/10/2022 - Reviewed by KS on 14/10/2022 |  | Yes | Parent |  |  |  |  | #N/A | #N/A
SAN-510 | DDA Hand Dryer | 555 | HWW | SAN-510 | DDA Hand Dryer | SAN - SANITARY EQUIPMENT | Architectural Design | Yes |  | No | Yes | Yes | Yes |  | ACTIVE | Identified by Karlo 26/10/21 |  | Yes | Parent |  |  | 1.4.1.1 | Station | RTO | RTO
SAN-511 | Hand Dryer with Waste Receptacle | 555 | HWW | SAN-511 | Hand Dryer with Waste Receptacle | SAN - SANITARY EQUIPMENT | Architectural Design | Yes |  | No | Yes | Yes | Yes |  | ACTIVE | Identified by Karlo 26/10/21 |  | Yes | Parent |  |  | 1.4.1.1 | Station | RTO | RTO
SAN-512 | Hand Dryer Recessed | 555 | HWW | SAN-512 | Hand Dryer Recessed | SAN - SANITARY EQUIPMENT | Architectural Design | Yes |  | No | Yes | Yes | Yes |  | ACTIVE | Identified by Karlo 26/10/21 |  | Yes | Parent |  |  | 1.4.1.1 | Station | RTO | RTO
SAN-515 | Sanitary Bin | By Others | Supplied by Others | SAN-515 | Sanitary Bin | SAN - SANITARY EQUIPMENT | Architectural Design | No |  | No | Yes | No | No |  | ACTIVE | Identified as not required by Karlo 26/10/21 |  |  | Parent |  |  | 1.4.1.1 | Station | RTO | RTO
SAN-516 | Paper Towel Dispenser | 555 | HWW | SAN-516 | Paper Towel Dispenser | SAN - SANITARY EQUIPMENT | Architectural Design | No |  | No | Yes | No | No |  | ACTIVE | Identified as not required by Karlo 26/10/21 |  |  | Parent |  |  | 1.4.1.1 | Station | RTO | RTO
SAN-520 | DDA Soap Dispenser (BOH) | 555 | HWW | SAN-520 | DDA Soap Dispenser (BOH) | SAN - SANITARY EQUIPMENT | Architectural Design | No |  | No | Yes | No | No |  | ACTIVE | Identified as not required by Karlo 26/10/21 |  |  | Parent |  |  | 1.4.1.1 | Station | RTO | RTO
SAN-521 | Infrared Panel Mounted Soap Dispenser | 555 | HWW | SAN-521 | Infrared Panel Mounted Soap Dispenser | SAN - SANITARY EQUIPMENT | Architectural Design | No |  | No | Yes | No | No |  | ACTIVE | Identified as not required by Karlo 26/10/21 |  |  | Parent |  |  | 1.4.1.1 | Station | RTO | RTO
SAN-522 | Soap Dispenser - DDA Toilet (FOH) | 555 | HWW | SAN-522 | Soap Dispenser - DDA Toilet (FOH) | SAN - SANITARY EQUIPMENT | Architectural Design | No |  | No | Yes | No | No |  | ACTIVE | Identified as not required by Karlo 26/10/21 |  |  | Parent |  |  | 1.4.1.1 | Station | RTO | RTO
SAN-525 | Baby Change Table | 555 | HWW | SAN-525 | Baby Change Table | SAN - SANITARY EQUIPMENT | Architectural Design | No |  | No | Yes | No | No |  | ACTIVE | Identified as not required by Karlo 26/10/21 |  |  | Parent |  |  | 1.4.1.1 | Station | RTO | RTO
SAN-526 | Changing Places Changing Table | 555 | HWW | SAN-526 | Changing Places Changing Table | SAN - SANITARY EQUIPMENT | Architectural Design | No |  | No | Yes | No | No |  | ACTIVE | Identified as not required by Karlo 26/10/21 |  |  | Parent |  |  | 1.4.1.1 | Station | RTO | RTO
SAN-527 | Changing Places Ceiling Hoist | 555 | HWW | SAN-527 | Changing Places Ceiling Hoist | SAN - SANITARY EQUIPMENT | Architectural Design | Yes |  | No | Yes | Yes | Yes |  | ACTIVE | Identified by Karlo 26/10/21 |  | Yes | Parent |  |  | 1.4.1.1 | Station | RTO | RTO
SAN-528 | Surface Mounted Baby Change Table | 555 | HWW | SAN-528 | Surface Mounted Baby Change Table | SAN - SANITARY EQUIPMENT | Architectural Design | No |  | No | Yes | No | No |  | ACTIVE | Identified as not required by Karlo 26/10/21 |  |  | Parent |  |  | 1.4.1.1 | Station | RTO | RTO
SAN-530 | PSO Toilet Roll Holder | 555 | HWW | SAN-530 | PSO Toilet Roll Holder | SAN - SANITARY EQUIPMENT | Architectural Design | No |  | No | Yes | No | No |  | ACTIVE | Identified as not required by Karlo 26/10/21 |  |  | Parent |  |  | 1.4.1.1 | Station | RTO | RTO
SAN-531 | Toilet Roll Holder (Jumbo) | 555 | HWW | SAN-531 | Toilet Roll Holder (Jumbo) | SAN - SANITARY EQUIPMENT | Architectural Design | No |  | No | Yes | No | No |  | ACTIVE | Identified as not required by Karlo 26/10/21 |  |  | Parent |  |  | 1.4.1.1 | Station | RTO | RTO
SAN-550 | 90° Flush Mount Grab Rail | 555 | HWW | SAN-550 | 90° Flush Mount Grab Rail | SAN - SANITARY EQUIPMENT | Architectural Design | No |  | No | Yes | No | No |  | ACTIVE | Identified as not required by Karlo 26/10/21 |  |  | Parent |  |  | 1.4.1.1 | Station | RTO | RTO
SAN-551 | 40° Flush Mount Wrap Around Grab Rail | 555 | HWW | SAN-551 | 40° Flush Mount Wrap Around Grab Rail | SAN - SANITARY EQUIPMENT | Architectural Design | No |  | No | Yes | No | No |  | ACTIVE | Identified as not required by Karlo 26/10/21 |  |  | Parent |  |  | 1.4.1.1 | Station | RTO | RTO
SAN-552 | Accessible Shower Grab Rail | 555 | HWW | SAN-552 | Accessible Shower Grab Rail | SAN - SANITARY EQUIPMENT | Architectural Design | No |  | No | Yes | No | No |  | ACTIVE | Identified as not required by Karlo 26/10/21 |  |  | Parent |  |  | 1.4.1.1 | Station | RTO | RTO
SAN-553 | Horizontal Flush Mounted Grab Rail | 555 | HWW | SAN-553 | Horizontal Flush Mounted Grab Rail | SAN - SANITARY EQUIPMENT | Architectural Design | No |  | No | Yes | No | No |  | ACTIVE | Identified as not required by Karlo 26/10/21 |  |  | Parent |  |  | 1.4.1.1 | Station | RTO | RTO
SAN-555 | 90° Flush Mount Grab Rail | 555 | HWW | SAN-555 | 90° Flush Mount Grab Rail | SAN - SANITARY EQUIPMENT | Architectural Design | No |  | No | Yes | No | No |  | ACTIVE | Identified as not required by Karlo 26/10/21 |  |  | Parent |  |  | 1.4.1.1 | Station | RTO | RTO
SAN-556 | Drop Down Grab Rail with Toilet Roll Holder (CPF) | 555 | HWW | SAN-556 | Drop Down Grab Rail with Toilet Roll Holder (CPF) | SAN - SANITARY EQUIPMENT | Architectural Design | No |  | No | Yes | No | No |  | ACTIVE | Identified as not required by Karlo 26/10/21 |  |  | Parent |  |  | 1.4.1.1 | Station | RTO | RTO
SAN-560 | DDA Shower Seat | 555 | HWW | SAN-560 | DDA Shower Seat | SAN - SANITARY EQUIPMENT | Architectural Design | No |  | No | Yes | No | No |  | ACTIVE | Identified as not required by Karlo 26/10/21 |  |  | Parent |  |  | 1.4.1.1 | Station | RTO | RTO
SAN-561 | Ambulant Shower Seat | 555 | HWW | SAN-561 | Ambulant Shower Seat | SAN - SANITARY EQUIPMENT | Architectural Design | No |  | No | Yes | No | No |  | ACTIVE | Identified as not required by Karlo 26/10/21 |  |  | Parent |  |  | 1.4.1.1 | Station | RTO | RTO
SAN-565 | Shower Track and Curtain | 555 | HWW | SAN-565 | Shower Track and Curtain | SAN - SANITARY EQUIPMENT | Architectural Design | No |  | No | Yes | No | No |  | ACTIVE | Identified as not required by Karlo 26/10/21 |  |  | Parent |  |  | 1.4.1.1 | Station | RTO | RTO
SAN-566 | Privacy Screen | 555 | HWW | SAN-566 | Privacy Screen | SAN - SANITARY EQUIPMENT | Architectural Design | No |  | No | Yes | No | No |  | ACTIVE | Identified as not required by Karlo 26/10/21 |  |  | Parent | N/A | not recorded | 1.4.1.1 | Station | RTO | RTO
SAN-570 | Shelf | 555 | HWW | SAN-570 | Shelf | SAN - SANITARY EQUIPMENT | Architectural Design | No |  | No | Yes | No | No |  | ACTIVE | Identified as not required by Karlo 26/10/21 |  |  | Parent |  |  | 1.4.1.1 | Station | RTO | RTO
SAN-575 | DDA Towel Rail | 555 | HWW | SAN-575 | DDA Towel Rail | SAN - SANITARY EQUIPMENT | Architectural Design | No |  | No | Yes | No | No |  | ACTIVE | Identified as not required by Karlo 26/10/21 |  |  | Parent |  |  | 1.4.1.1 | Station | RTO | RTO
SAN-580 | Soap Holder | 555 | HWW | SAN-580 | Soap Holder | SAN - SANITARY EQUIPMENT | Architectural Design | No |  | No | Yes | No | No |  | ACTIVE | Identified as not required by Karlo 26/10/21 |  |  | Parent |  |  | 1.4.1.1 | Station | RTO | RTO
SAN-590 | Sanitising Wipes Dispenser | 555 | HWW | SAN-590 | Sanitising Wipes Dispenser | SAN - SANITARY EQUIPMENT | Architectural Design | No |  | No | Yes | No | No |  | ACTIVE | Identified as not required by Karlo 26/10/21 |  |  | Parent |  |  | 1.4.1.1 | Station | RTO | RTO
SAN-595 | Sharps Disposal Bin | 555 | HWW | SAN-595 | Sharps Disposal Bin | SAN - SANITARY EQUIPMENT | Architectural Design | No |  | No | Yes | No | No |  | ACTIVE | Identified as not required by Karlo 26/10/21 |  |  | Parent |  |  | 1.4.1.1 | Station | RTO | RTO
SAN-596 | Vertical Filing Cabinet | 572 | HWW | SAN-596 | Wall Mounted Waste Bin | SAN - SANITARY EQUIPMENT | Architectural Design | No |  | No | Yes | No | No |  | ACTIVE | Identified as not required by Karlo 26/10/21 |  |  | Parent |  |  | 1.4.1.1 | Station | RTO | RTO
SAN-597 | Nappy Disposable Bin/ Incontinence Pad Disposal Bin | By Others | Supplied by Others | SAN-597 | Nappy Disposable Bin/ Incontinence Pad Disposal Bin | SAN - SANITARY EQUIPMENT | Architectural Design | No |  | No | Yes | No | No |  | ACTIVE | Identified as not required by Karlo 26/10/21 |  |  | Parent |  |  | 1.4.1.1 | Station | RTO | RTO
SAN-598 | Mop and Broom Holder | 555 | HWW | SAN-598 | Mop and Broom Holder | SAN - SANITARY EQUIPMENT | Architectural Design | No |  | No | Yes | No | No |  | ACTIVE | Identified as not required by Karlo 26/10/21 |  |  | Parent |  |  | 1.4.1.1 | Station | RTO | RTO
SCR | SCREEDS | [8 empty] | No |  |  |  |  | N/A | Heading only |  | N/A | N/A |  | N/A | N/A | N/A | N/A | N/A | N/A | N/A | N/A | N/A
SCR-100 | WEARING SCREEDS/ CONCRETE TOPPINGS | [8 empty] | No |  |  |  |  | N/A | Heading only |  | N/A | N/A |  | N/A | N/A | N/A | N/A | N/A | N/A | N/A | N/A | N/A
SCR-101 | Unbonded Wearing Slab – BOH and Plant Room Areas | 612 | HWW | SCR-101 | Unbonded Wearing Slab – BOH and Plant Room Areas | SCR - SCREEDS | Architectural Design | No |  | No | Yes | No | No |  | ACTIVE | Identified as not required by Karlo 26/10/21 |  |  | Child |  |  | 1.4.1.1 | Station | RTO | RTO
SCR-102 | Unbonded Wearing Slab - BOH and Plant Room Areas | 612 | HWW | SCR-102 | Unbonded Wearing Slab - BOH and Plant Room Areas | SCR - SCREEDS | Architectural Design | No |  | No | Yes | No | No |  | NOT IN SCOPE | Identified as not required by Karlo 26/10/21 |  |  | Child |  |  | 1.4.1.1 | Station | RTO | RTO
SCR-130 | Unbonded Wearing Slab - External and Roof Areas | 612 | HWW | SCR-130 | Unbonded Wearing Slab - External and Roof Areas | SCR - SCREEDS | Architectural Design | No |  | No | Yes | No | No |  | ACTIVE | Identified as not required by Karlo 26/10/21 |  |  | Child | N/A | not recorded | 1.4.1.1 | Station | RTO | RTO
SCR-200 | UNDERLAYMENT SCREEDS | [8 empty] | No |  |  |  |  | N/A | Heading only |  | N/A | N/A |  | N/A | N/A | N/A | N/A | N/A | N/A | N/A | N/A | N/A
SCR-201 | Levelling Screed - Slab Rectification | 612 | HWW | SCR-201 | Levelling Screed - Slab Rectification | SCR - SCREEDS | Architectural Design | No |  | No | Yes | No | No |  | ACTIVE | Identified as not required by Karlo 26/10/21 |  |  | Child |  |  | 1.4.1.1 | Station | RTO | RTO
SCR-210 | Graded Screed | 612 | HWW | SCR-210 | Graded Screed - Wet Areas/ Bathrooms | SCR - SCREEDS | Architectural Design | No |  | No | Yes | No | No |  | ACTIVE | Identified as not required by Karlo 26/10/21 |  |  | Child |  |  | 1.4.1.1 | Station | RTO | RTO
SCR-211 | Bonded Wearing Slab | 612 | HWW | SCR-211 | Bonded Screed - Concourse | SCR - SCREEDS | Architectural Design | No |  | No | Yes | No | No |  | ACTIVE | Identified as not required by Karlo 26/10/21 |  |  | Child |  |  | 1.4.1.1 | Station | RTO | RTO
SCR-212 | Un-bonded Wearing Slab - Platforms | 612 | HWW | SCR-212 | Unbonded Screed - Platform | SCR - SCREEDS | Architectural Design | No |  | No | Yes | No | No |  | ACTIVE | Identified as not required by Karlo 26/10/21 |  |  | Child |  |  | 1.4.1.1 | Station | RTO | RTO
SGN | SIGNAGE | [8 empty] | No |  |  |  |  | N/A | Heading only |  | N/A | N/A |  | N/A | N/A | N/A | N/A | N/A | N/A | N/A | N/A | N/A
SGN-100 | STATIC WAYFINDING SIGNAGE - FOH | [8 empty] | No |  |  |  |  | N/A | Heading only |  | N/A | N/A |  | N/A | N/A | N/A | N/A | N/A | N/A | N/A | N/A | N/A
SGN-101 | Wayfinding Signage | 581 | HWW | SGN-101 | Wayfinding Signage | SGN - SIGNAGE | Architectural Design | Yes |  | No | Yes | Yes | Yes |  | ACTIVE | Identified by Karlo 26/10/21 |  | Yes | Parent | Facilities | SI | 1.4.6.2 | Signage | RTO | RTO
SGN-110 | Suspended Wayfinding Signage | 581 | HWW | SGN-110 | Suspended Wayfinding Signage | SGN - SIGNAGE | Architectural Design | Yes |  | No | Yes | Yes | Yes |  | ACTIVE | Identified by Karlo 26/10/21 |  | Yes | Parent | Facilities | SI | 1.4.6.2 | Signage | RTO | RTO
SGN-120 | Wall Mounted Wayfinding Signage | 581 | HWW | SGN-120 | Wall Mounted Wayfinding Signage | SGN - SIGNAGE | Architectural Design | Yes |  | No | Yes | Yes | Yes |  | ACTIVE | Identified by Karlo 26/10/21 |  | Yes | Parent | Facilities | SI | 1.4.6.2 | Signage | RTO | RTO
SGN-130 | Tabbed Wayfinding Signage | 581 | HWW | SGN-130 | Tabbed Wayfinding Signage | SGN - SIGNAGE | Architectural Design | Yes |  | No | Yes | Yes | Yes |  | ACTIVE | Identified by Karlo 26/10/21 |  | Yes | Parent | Facilities | SI | 1.4.6.2 | Signage | RTO | RTO
SGN-140 | Integrated Wayfinding Signage | 581 | HWW | SGN-140 | Integrated Wayfinding Signage | SGN - SIGNAGE | Architectural Design | Yes |  | No | Yes | Yes | Yes |  | ACTIVE | Identified by Karlo 26/10/21 |  | Yes | Parent | Facilities | SI | 1.4.6.2 | Signage | RTO | RTO
SGN-200 | ILLUMINATED SIGNAGE - FOH | [8 empty] | No |  |  |  |  | N/A | Heading only |  | N/A | N/A |  | N/A | N/A | N/A | N/A | N/A | N/A | N/A | N/A | N/A
SGN-210 | Suspended Illuminated Wayfinding Signage | 581 | HWW | SGN-210 | Suspended Illuminated Wayfinding Signage | SGN - SIGNAGE | Architectural Design | Yes |  | No | Yes | Yes | Yes |  | ACTIVE | Identified by Karlo 26/10/21 |  | Yes | Parent | Facilities | SI | 1.4.6.2 | Signage | RTO | RTO
SGN-220 | Wall Mounted Illuminated Wayfinding Sign | 581 | HWW | SGN-220 | Wall Mounted Illuminated Wayfinding Sign | SGN - SIGNAGE | Architectural Design | Yes |  | No | Yes | Yes | Yes |  | ACTIVE | Identified by Karlo 26/10/21 |  | Yes | Parent | Facilities | SI | 1.4.6.2 | Signage | RTO | RTO
SGN-230 | Tabbed Illuminated Wayfinding Sign | 581 | HWW | SGN-230 | Tabbed Illuminated Wayfinding Sign | SGN - SIGNAGE | Architectural Design | Yes |  | No | Yes | Yes | Yes |  | ACTIVE | Identified by Karlo 26/10/21 |  | Yes | Parent | Facilities | SI | 1.4.6.2 | Signage | RTO | RTO
Code Item Section Design Scope | [9 empty] | No |  |  |  |  | N/A | Heading only |  | N/A | N/A |  | N/A | N/A | N/A | N/A | N/A | N/A | N/A | N/A | N/A
SGN-240 | Wall Integrated Illuminated Wayfinding Sign | 581 | HWW | SGN-240 | Wall Integrated Illuminated Wayfinding Sign | SGN - SIGNAGE | Architectural Design | Yes |  | No | Yes | Yes | Yes |  | ACTIVE | Identified by Karlo 26/10/21 |  | Yes | Parent | Facilities | SI | 1.4.6.2 | Signage | RTO | RTO
SGN-300 | PID HOUSING | [8 empty] | No |  |  |  |  | N/A | Heading only |  | N/A | N/A |  | N/A | N/A | N/A | N/A | N/A | N/A | N/A | N/A | N/A
SGN-310 | Suspended Digital PID | 581 | HWW | SGN-310 | Suspended Digital PID | SGN - SIGNAGE | Architectural Design | Yes |  | No | Yes | Yes | Yes |  | ACTIVE | Identified by Karlo 26/10/21 |  | Yes | Parent |  |  | 1.4.1.1 | Station | RTO | RTO
SGN-320 | Wall Mounted Digital PID | 581 | HWW | SGN-320 | Wall Mounted Digital PID | SGN - SIGNAGE | Architectural Design | Yes |  | No | Yes | Yes | Yes |  | ACTIVE | Identified by Karlo 26/10/21 |  | Yes | Parent |  |  | 1.4.1.1 | Station | RTO | RTO
SGN-330 | Wall Tabbed Digital PID | 581 | HWW | SGN-330 | Wall Tabbed Digital PID | SGN - SIGNAGE | Architectural Design | Yes |  | No | Yes | Yes | Yes |  | ACTIVE | Identified by Karlo 26/10/21 |  | Yes | Parent |  |  | 1.4.1.1 | Station | RTO | RTO
SGN-340 | Wall Integrated Digital PID | 581 | HWW | SGN-340 | Wall Integrated Digital PID | SGN - SIGNAGE | Architectural Design | Yes |  | No | Yes | Yes | Yes |  | ACTIVE | Identified by Karlo 26/10/21 |  | Yes | Parent |  |  | 1.4.1.1 | Station | RTO | RTO
SGN-350 | Portal Integrated Digital Smart Sign | 581 | HWW | SGN-350 | Portal Integrated Digital Smart Sign | SGN - SIGNAGE | Architectural Design | Yes |  | No | Yes | Yes | Yes |  | ACTIVE | Identified by Karlo 26/10/21 |  | Yes | Parent | Facilities | SI | 1.4.6.2 | Signage | RTO | RTO
SGN-400 | STATIC WAYFINDING SIGNAGE - BOH | [8 empty] | No |  |  |  |  | N/A | Heading only |  | N/A | N/A |  | N/A | N/A | N/A | N/A | N/A | N/A | N/A | N/A | N/A
SGN-401 | Wall Mounted Wayfinding Signage | 581 | HWW | SGN-401 | Wall Mounted Wayfinding Signage | SGN - SIGNAGE | Architectural Design | Yes |  | No | Yes | Yes | Yes |  | ACTIVE | Identified by Karlo 26/10/21 |  | Yes | Parent | Facilities | SI | 1.4.6.2 | Signage | RTO | RTO
SGN-410 | Door Mounted Wayfinding Signage | 581 | HWW | SGN-410 | Door Mounted Wayfinding Signage | SGN - SIGNAGE | Architectural Design | Yes |  | No | Yes | Yes | Yes |  | ACTIVE | Identified by Karlo 26/10/21 |  | Yes | Parent | Facilities | SI | 1.4.6.2 | Signage | RTO | RTO
SGN-420 | Door Mounted (Fire Doors) Wayfinding Signage | 581 | HWW | SGN-420 | Door Mounted (Fire Doors) Wayfinding Signage | SGN - SIGNAGE | Architectural Design | Yes |  | No | Yes | Yes | Yes |  | ACTIVE | Identified by Karlo 26/10/21 |  | Yes | Parent | Facilities | SI | 1.4.6.2 | Signage | RTO | RTO
SGN-500 | REGULATORY SIGNAGE - FOH | [8 empty] | No |  |  |  |  | N/A | Heading only |  | N/A | N/A |  | N/A | N/A | N/A | N/A | N/A | N/A | N/A | N/A | N/A
SGN-510 | Wall Mounted Regulatory Signage | 581 | HWW | SGN-510 | Wall Mounted Regulatory Signage | SGN - SIGNAGE | Architectural Design | Yes |  | No | Yes | Yes | Yes |  | ACTIVE | Identified by Karlo 26/10/21 |  | Yes | Parent | Facilities | SI | 1.4.6.2 | Signage | RTO | RTO
SGN-520 | Wall Integrated Regulatory Signage | 581 | HWW | SGN-520 | Wall Integrated Regulatory Signage | SGN - SIGNAGE | Architectural Design | Yes |  | No | Yes | Yes | Yes |  | ACTIVE | Identified by Karlo 26/10/21 |  | Yes | Parent | Facilities | SI | 1.4.6.2 | Signage | RTO | RTO
SGN-530 | Door Mounted Regulatory Signage | 581 | HWW | SGN-530 | Door Mounted Regulatory Signage | SGN - SIGNAGE | Architectural Design | Yes |  | No | Yes | Yes | Yes |  | ACTIVE | Identified by Karlo 26/10/21 |  | Yes | Parent | Facilities | SI | 1.4.6.2 | Signage | RTO | RTO
SGN-540 | Door Mounted (Fire Door) Regulatory Signage | 581 | HWW | SGN-540 | Door Mounted (Fire Door) Regulatory Signage | SGN - SIGNAGE | Architectural Design | Yes |  | No | Yes | Yes | Yes |  | ACTIVE | Identified by Karlo 26/10/21 |  | Yes | Parent | Facilities | SI | 1.4.6.2 | Signage | RTO | RTO
SGN-600 | PUBLIC REALM SIGNAGE | [8 empty] | No |  |  |  |  | N/A | Heading only |  | N/A | N/A |  | N/A | N/A | N/A | N/A | N/A | N/A | N/A | N/A | N/A
SGN-601 | Legible City Totem | Landscape Architect's Specification | HWW - Refer to Landscape Specification | SGN-601 | Legible City Totem | SGN - SIGNAGE | Architectural Design | Yes |  | No | Yes | Yes | Yes |  | ACTIVE | Identified by Karlo 26/10/21 |  | Yes | Parent |  |  | 1.4.1.1 | Station | RTO | RTO
SGN-620 | Legible City Fingerpost | Landscape Architect's Specification | HWW - Refer to Landscape Specification | SGN-620 | Legible City Fingerpost | SGN - SIGNAGE | Architectural Design | Yes |  | No | Yes | Yes | Yes |  | ACTIVE | Identified by Karlo 26/10/21 |  | Yes | Parent |  |  | 1.4.1.1 | Station | RTO | RTO
SGN-630 | Station Identifier (Flagpost) | Landscape Architect's Specification | HWW - Refer to Landscape Specification | SGN-630 | Station Identifier (Flagpost) | SGN - SIGNAGE | Architectural Design | Yes |  | No | Yes | Yes | Yes |  | ACTIVE | Identified by Karlo 26/10/21 |  | Yes | Parent |  |  | 1.4.1.1 | Station | RTO | RTO
SGN-640 | Station Identifier (Tabbed) | Landscape Architect's Specification | HWW - Refer to Landscape Specification | SGN-640 | Station Identifier (Tabbed) | SGN - SIGNAGE | Architectural Design | Yes |  | No | Yes | Yes | Yes |  | ACTIVE | Identified by Karlo 26/10/21 |  | Yes | Parent |  |  | 1.4.1.1 | Station | RTO | RTO
SGN-700 | RETAIL SIGNAGE | [8 empty] | No |  |  |  |  | N/A | Heading only |  | N/A | N/A |  | N/A | N/A | N/A | N/A | N/A | N/A | N/A | N/A | N/A
SGN-701 | Retail Signage | 581 | HWW | SGN-701 | Retail Signage | SGN - SIGNAGE | Architectural Design | Yes |  | No | Yes | Yes | Yes |  | ACTIVE | Identified by Karlo 26/10/21 |  | Yes | Parent | Facilities | SI | 1.4.6.2 | Signage | RTO | RTO
SGN-730 | Tabbed Illuminated Retail Sign | 581 | HWW | SGN-730 | Tabbed Illuminated Retail Sign | SGN - SIGNAGE | Architectural Design | Yes |  | No | Yes | Yes | Yes |  | ACTIVE | Identified by Karlo 26/10/21 |  | Yes | Parent | Facilities | SI | 1.4.6.2 | Signage | RTO | RTO
SGN-800 | STATUTORY SIGNAGE | [8 empty] | No |  |  |  |  | N/A | Heading only |  | N/A | N/A |  | N/A | N/A | N/A | N/A | N/A | N/A | N/A | N/A | N/A
SGN-810 | Suspended Statutory Signage | 581 | HWW | SGN-810 | Suspended Statutory Signage | SGN - SIGNAGE | Architectural Design | Yes |  | No | Yes | Yes | Yes |  | ACTIVE | Identified by Karlo 26/10/21 |  | Yes | Parent | Facilities | SI | 1.4.6.2 | Signage | RTO | RTO
SGN-815 | Braille and Tactile Panel Fully Encapsulated | 581 | HWW | SGN-815 | Braille and Tactile Panel Fully Encapsulated | SGN - SIGNAGE | Architectural Design | Yes |  | No | Yes | Yes | Yes |  | ACTIVE | Identified by Karlo 26/10/21 |  | Yes | Parent |  |  | 1.4.1.1 | Station | RTO | RTO
SGN-816 | Engraved Panel with Paint Filled Lettering | 581 | HWW | SGN-816 | Engraved Panel with Paint Filled Lettering | SGN - SIGNAGE | Architectural Design | No |  | No | Yes | No | No |  | ACTIVE | Identified by Karlo 26/10/21 |  | Yes | Child |  |  | 1.4.1.1 | Station | RTO | RTO
SGN-817 | Metal Panel with Vitreous Enamel | 581 | HWW | SGN-817 | Metal Panel with Vitreous Enamel | SGN - SIGNAGE | Architectural Design | No |  | No | Yes | No | No |  | ACTIVE | Identified by Karlo 26/10/21 |  | Yes | Child |  |  | 1.4.1.1 | Station | RTO | RTO
SGN-818 | Profile Cut Vinyl (Glazed Surfaces Only) | 581 | HWW | SGN-818 | Profile Cut Vinyl (Glazed Surfaces Only) | SGN - SIGNAGE | Architectural Design | No |  | No | Yes | No | No |  | ACTIVE | Identified by Karlo 26/10/21 |  | Yes | Child |  |  | 1.4.1.1 | Station | RTO | RTO
SGN-819 | Paint Applied Masked and Sprayed | 581 | HWW | SGN-819 | Paint Applied Masked and Sprayed | SGN - SIGNAGE | Architectural Design | No |  | No | Yes | No | No |  | ACTIVE | Identified by Karlo 26/10/21 |  | Yes | Child |  |  | 1.4.1.1 | Station | RTO | RTO
SGN-820 | Statutory Wall Tabbed Signage | 581 | HWW | SGN-820 | Statutory Wall Tabbed Signage | SGN - SIGNAGE | Architectural Design | Yes |  | No | Yes | Yes | Yes |  | ACTIVE | Identified by Karlo 26/10/21 |  | Yes | Parent | Facilities | SI | 1.4.6.2 | Signage | RTO | RTO
SGN-830 | Statutory Wall Integrated Signage | 581 | HWW | SGN-830 | Statutory Wall Integrated Signage | SGN - SIGNAGE | Architectural Design | Yes |  | No | Yes | Yes | Yes |  | ACTIVE | Identified by Karlo 26/10/21 |  | Yes | Parent | Facilities | SI | 1.4.6.2 | Signage | RTO | RTO
SGN-872 | Vinyl Film Border | 581 | HWW | SGN-872 | Vinyl Film Border | SGN - SIGNAGE | Architectural Design | No |  | No | Yes | No | No |  | ACTIVE | Identified as not required by Karlo 31/03/2022 |  |  | Child |  |  | 1.4.1.1 | Station | RTO | RTO
SGN-890 | Glazing Manifestation Film | 581 | HWW | SGN-890 | Glazing Manifestation Film | SGN - SIGNAGE | Architectural Design | No |  | No | Yes | No | No |  | ACTIVE | Identified as not required by Karlo 26/10/21 |  |  | Child |  |  | 1.4.1.1 | Station | RTO | RTO
SGN-891 | Glazing Film for Lifts | 581 | HWW | SGN-891 | Glazing Film for Lifts | SGN - SIGNAGE | Architectural Design | No |  | No | Yes | No | No |  | ACTIVE | Identified as not required by Karlo 26/10/21 |  |  | Child |  |  | 1.4.1.1 | Station | RTO | RTO
SGN-892 | Vinyl Glazing Film for Wall Advertising | 581 | HWW | SGN-892 | Vinyl Glazing Film for Wall Advertising | SGN - SIGNAGE | Architectural Design | No |  | No | Yes | No | No |  | ACTIVE | Identified as not required by Karlo 31/03/2022 |  |  | Child |  |  | 1.4.1.1 | Station | RTO | RTO
SKT | SKIRTING | [8 empty] | No |  |  |  |  | N/A | Heading only |  | N/A | N/A |  | N/A | N/A | N/A | N/A | N/A | N/A | N/A | N/A | N/A
SKT-100 | STONE SKIRTING | [8 empty] | No |  |  |  |  | N/A | Heading only |  | N/A | N/A |  | N/A | N/A | N/A | N/A | N/A | N/A | N/A | N/A | N/A
SKT-101 | 150mm Sesame Stone Skirting | 774 | HWW | SKT-101 | 150mm Sesame Stone Skirting | SKT - SKIRTING | Architectural Design | No |  | No | Yes | No | No |  | ACTIVE | Identified as not required by Karlo 26/10/21 |  | Yes | Child | N/A | not recorded | 1.4.6.3 | Landscape | RTO | RTO
SKT-102 | 150mm Sesame Stone Skirting | 774 | HWW | SKT-102 | 150mm Sesame Stone Skirting | SKT - SKIRTING | Architectural Design | No |  | No | Yes | No | No |  | ACTIVE | Identified as not required by Karlo 26/10/21 |  | Yes | Child | N/A | not recorded | 1.4.6.3 | Landscape | RTO | RTO
SKT-109 | Fed Square Stone Skirting | 774 | HWW | SKT-109 | Fed Square Stone Skirting | SKT - SKIRTING | Architectural Design | No |  | No | Yes | No | No |  | ACTIVE | Identified as not required by Karlo 26/10/21 |  | Yes | Child | N/A | not recorded | 1.4.6.3 | Landscape | RTO | RTO
SKT-111 | Sesame Stone Skirting - Vertical | 774 | HWW | SKT-111 | Sesame Stone Skirting - Vertical | SKT - SKIRTING | Architectural Design | No |  | No | Yes | No | No |  | ACTIVE | Identified as not required by Karlo 26/10/21 |  | Yes | Child | N/A | not recorded | 1.4.6.3 | Landscape | RTO | RTO
SKT-120 | 150mm Sesame Stone Skirting for Lighting Post | 774 | HWW | SKT-120 | 150mm Sesame Stone Skirting for Lighting Post | SKT - SKIRTING | Architectural Design | No |  | No | Yes | No | No |  | ACTIVE | Identified as not required by Karlo 26/10/21 |  | Yes | Child | N/A | not recorded | 1.4.1.1 | Station | RTO | RTO
SKT-130 | 150mm Sesame Stone Skirting Recessed in Column | 774 | HWW | SKT-130 | 150mm Sesame Stone Skirting Recessed in Column | SKT - SKIRTING | Architectural Design | No |  | No | Yes | No | No |  | ACTIVE | Identified as not required by Karlo 26/10/21 |  | Yes | Child | N/A | not recorded | 1.4.1.1 | Station | RTO | RTO
SKT-151 | 150mm Bluestone Skirting | 774 | HWW | SKT-151 | 150mm Bluestone Skirting | SKT - SKIRTING | Architectural Design | No |  | No | Yes | No | No |  | ACTIVE | Identified as not required by Karlo 26/10/21 |  | Yes | Child | N/A | not recorded | 1.4.6 | Public Realm | RTO | RTO
SKT-160 | Bluestone Skirting - Sloped Floor | 774 | HWW | SKT-160 | Bluestone Skirting - Sloped Floor | SKT - SKIRTING | Architectural Design | No |  | No | Yes | No | No |  | ACTIVE | Identified as not required by Karlo 26/10/21 |  | Yes | Child | N/A | not recorded | 1.4.6 | Public Realm | RTO | RTO
SKT-161 | Bluestone Skirting - Vertical | 774 | HWW | SKT-161 | Bluestone Skirting - Vertical | SKT - SKIRTING | Architectural Design | No |  | No | Yes | No | No |  | ACTIVE | Identified as not required by Karlo 26/10/21 |  | Yes | Child | N/A | not recorded | 1.4.6 | Public Realm | RTO | RTO
SKT-162 | Curved Bluestone Skirting | 774 | HWW | SKT-162 | Curved Bluestone Skirting | SKT - SKIRTING | Architectural Design | No |  | No | Yes | No | No |  | ACTIVE | Identified as not required by Karlo 26/10/21 |  | Yes | Child | N/A | not recorded | 1.4.6 | Public Realm | RTO | RTO
SKT-163 | Bluestone Skirting ‐ Vertical | 774 | HWW | SKT-163 | Bluestone Skirting ‐ Vertical | SKT - SKIRTING | Architectural Design | No |  | No | Yes | No | No |  | ACTIVE | Identified as not required by Karlo 26/10/21 |  | Yes | Child | N/A | not recorded | 1.4.6 | Public Realm | RTO | RTO
SKT-170 | Bluestone Skirting to Match Existing - Degraves | 774 | HWW | SKT-170 | Bluestone Skirting to Match Existing - Degraves | SKT - SKIRTING | Architectural Design | No |  | No | Yes | No | No |  | ACTIVE | Identified as not required by Karlo 26/10/21 |  | Yes | Child | N/A | not recorded | 1.4.6 | Public Realm | RTO | RTO
SKT-171 | Stone Skirting to Match Existing - Campbell Arcade | 774 | HWW | SKT-171 | Stone Skirting to Match Existing - Campbell Arcade | SKT - SKIRTING | Architectural Design | No |  | No | Yes | No | No |  | ACTIVE | Identified as not required by Karlo 26/10/21 |  | Yes | Child | N/A | not recorded | 1.4.6 | Public Realm | RTO | RTO
SKT-200 | RUBBER/ VINYL SKIRTING | [8 empty] | No |  |  |  |  | N/A | Heading only |  | N/A | N/A |  | N/A | N/A | N/A | N/A | N/A | N/A | N/A | N/A | N/A
SKT-201 | Coved Vinyl Skirting | 651 | HWW | SKT-201 | Coved Vinyl Skirting | SKT - SKIRTING | Architectural Design | No |  | No | Yes | No | No |  | ACTIVE | Identified as not required by Karlo 26/10/21 |  | Yes | Child | N/A | not recorded | 1.4.1.1 | Station | RTO | RTO
SKT-210 | Flat Vinyl Skirting | 651 | HWW | SKT-210 | Flat Vinyl Skirting | SKT - SKIRTING | Architectural Design | No |  | No | Yes | No | No |  | ACTIVE | Identified as not required by Karlo 26/10/21 |  | Yes | Child | N/A | not recorded | 1.4.1.1 | Station | RTO | RTO
SKT-211 | 100mm Coved Vinyl Skirting | 651 | HWW | SKT-211 | 100mm Coved Vinyl Skirting | SKT - SKIRTING | Architectural Design | No |  | No | Yes | No | No |  | ACTIVE | Identified as not required by Karlo 26/10/21 |  | Yes | Child | N/A | not recorded | 1.4.1.1 | Station | RTO | RTO
SKT-220 | Coved Vinyl Skirting - La Trobe | 651 | HWW | SKT-220 | Coved Vinyl Skirting - La Trobe | SKT - SKIRTING | Architectural Design | No |  | No | Yes | No | No |  | ACTIVE | Identified as not required by Karlo 26/10/21 |  | Yes | Child | N/A | not recorded | 1.4.1.1 | Station | RTO | RTO
Code Item Section Design Scope | [9 empty] | No |  |  |  |  | N/A | Heading only |  | N/A | N/A |  | N/A | N/A | N/A | N/A | N/A | N/A | N/A | N/A | N/A
SKT-300 | PAINT SKIRTING | [8 empty] | No |  |  |  |  | N/A | Heading only |  | N/A | N/A |  | N/A | N/A | N/A | N/A | N/A | N/A | N/A | N/A | N/A
SKT-301 | 150mm Skirting - Painted | 671 | HWW | SKT-301 | 150mm Skirting - Painted | SKT - SKIRTING | Architectural Design | No |  | No | Yes | No | No |  | ACTIVE | Identified as not required by Karlo 31/03/2022 |  | Yes | Child | N/A | not recorded | 1.4.1.1 | Station | RTO | RTO
SKT-400 | TILE SKIRTING | [8 empty] | No |  |  |  |  | N/A | Heading only |  | N/A | N/A |  | N/A | N/A | N/A | N/A | N/A | N/A | N/A | N/A | N/A
SKT-401 | Tile Skirting - FOH | 631 | HWW | SKT-401 | Tile Skirting - FOH | SKT - SKIRTING | Architectural Design | No |  | No | Yes | No | No |  | ACTIVE | Identified as not required by Karlo 26/10/21 |  | Yes | Child | N/A | not recorded | 1.4.1.1 | Station | RTO | RTO
SKT-402 | Tile Skirting - BOH | 631 | HWW | SKT-402 | Tile Skirting - BOH | SKT - SKIRTING | Architectural Design | No |  | No | Yes | No | No |  | ACTIVE | Identified as not required by Karlo 26/10/21 |  | Yes | Child | N/A | not recorded | 1.4.1.1 | Station | RTO | RTO
SKT-500 | METAL SKIRTING | [8 empty] | No |  |  |  |  | N/A | Heading only |  | N/A | N/A |  | N/A | N/A | N/A | N/A | N/A | N/A | N/A | N/A | N/A
SKT-510 | 150mm Skirting - Stainless Steel | 556 | HWW | SKT-510 | 150mm Skirting - Stainless Steel | SKT - SKIRTING | Architectural Design | No |  | No | Yes | No | No |  | ACTIVE | Identified as not required by Karlo 26/10/21 |  | Yes | Child | N/A | not recorded | 1.4.1.1 | Station | RTO | RTO
SKT-511 | 300mm Skirting - Stainless Steel | 556 | HWW | SKT-511 | 300mm Skirting - Stainless Steel | SKT - SKIRTING | Architectural Design | No |  | No | Yes | No | No |  | ACTIVE | Identified as not required by Karlo 26/10/21 |  | Yes | Child | N/A | not recorded | 1.4.1.1 | Station | RTO | RTO
SKT-515 | 150mm Skirting - Aluminium | 556 | HWW | SKT-515 | 150mm Skirting - Aluminium | SKT - SKIRTING | Architectural Design | No |  | No | Yes | No | No |  | ACTIVE | Identified as not required by Karlo 31/03/2022 |  | Yes | Child | N/A | not recorded | 1.4.1.1 | Station | RTO | RTO
SKT-600 | CONCRETE SKIRTING | [8 empty] | No |  |  |  |  | N/A | Heading only |  | N/A | N/A |  | N/A | N/A | N/A | N/A | N/A | N/A | N/A | N/A | N/A
SKT-601 | Precast Concrete Skirting | 556 | HWW | SKT-601 | Precast Concrete Skirting | SKT - SKIRTING | Architectural Design | No |  | No | Yes | No | No |  | ACTIVE | Identified as not required by Karlo 26/10/21 |  | Yes | Child | N/A | not recorded | 1.4.1.1 | Station | RTO | RTO
STA | STAIRS | [8 empty] | No |  |  |  |  | N/A | Heading only |  | N/A | N/A |  | N/A | N/A | N/A | N/A | N/A | N/A | N/A | N/A | N/A
STA-100 | CONCRETE STAIRS | [8 empty] | No |  |  |  |  | N/A | Heading only |  | N/A | N/A |  | N/A | N/A | N/A | N/A | N/A | N/A | N/A | N/A | N/A
STA-101 | Precast Concrete Stair | Project Engineer's Specification | By Project Engineer | STA-101 | Precast Concrete Stair | STA - STAIRS | Architectural Design | Yes |  | No | Yes | Yes | Yes |  | ACTIVE | Identified by Karlo 26/10/21 |  |  | Parent | N/A | not recorded | 1.4.1.1 | Station | RTO | RTO
STA-104 | Insitu Concrete Stair | Project Engineer's Specification | By Project Engineer | STA-104 | Insitu Concrete Stair | STA - STAIRS | Architectural Design | Yes |  | No | Yes | Yes | Yes |  | ACTIVE | Identified by Karlo 26/10/21 |  |  | Parent | N/A | not recorded | 1.4.1.1 | Station | RTO | RTO
STA-105 | External Stair & Ramp | 774 | HWW | STA-105 | External Stair & Ramp | STA - STAIRS | Architectural Design | Yes |  | No | Yes | Yes | Yes |  | ACTIVE | Identified by Karlo 26/10/21 |  |  | Parent | N/A | not recorded | 1.4.1.1 | Station | RTO | RTO
STA-200 | METAL STAIRS | [8 empty] | No |  |  |  |  | N/A | Heading only |  | N/A | N/A |  | N/A | N/A | N/A | N/A | N/A | N/A | N/A | N/A | N/A
STA-201 | Metal Stairs with Concrete Infill | Project Engineer's Specification | By Project Engineer | STA-201 | Metal Stairs with Concrete Infill | STA - STAIRS | Architectural Design | Yes |  | No | Yes | Yes | Yes |  | ACTIVE | Identified by Karlo 26/10/21 |  |  | Parent | N/A | not recorded | 1.4.1.1 | Station | RTO | RTO
STA-202 | Metal Stairs | Project Engineer's Specification | By Project Engineer | STA-202 | Metal Stairs | STA - STAIRS | Architectural Design | Yes |  | No | Yes | Yes | Yes |  | ACTIVE | Identified by Karlo 26/10/21 |  |  | Parent | N/A | not recorded | 1.4.1.1 | Station | RTO | RTO
STA-206 | Metal Stair Tread | 552 | HWW | STA-206 | Metal Stair Tread | STA - STAIRS | Architectural Design | No |  | No | Yes | No | No |  | ACTIVE | Identified as not required by Karlo 26/10/21 |  |  | Child | N/A | not recorded | 1.4.1.1 | Station | RTO | RTO
STA-207 | Concrete Stair Tread | Project Engineer's Specification | By Project Engineer | STA-207 | Concrete Stair Tread | STA - STAIRS | Architectural Design | No |  | No | Yes | No | No |  | ACTIVE | Identified as not required by Karlo 26/10/21 |  |  | Child | N/A | not recorded | 1.4.1.1 | Station | RTO | RTO
STA-211 | PFC Stair | 552 | HWW | STA-211 | PFC Stair | STA - STAIRS | Architectural Design | No |  | No | Yes | No | No |  | ACTIVE | Identified as not required by Karlo 31/03/2022 |  |  | Parent | N/A | not recorded | 1.4.1.1 | Station | RTO | RTO
STR | STRUCTURE | [8 empty] | No |  |  |  |  | N/A | Heading only |  | N/A | N/A |  | N/A | N/A | N/A | N/A | N/A | N/A | N/A | N/A | N/A
STR-100 | COLUMN | [8 empty] | No |  |  |  |  | N/A | Heading only |  | N/A | N/A |  | N/A | N/A | N/A | N/A | N/A | N/A | N/A | N/A | N/A
STR-101 | Concrete Column | Project Engineer's Specification | By Project Engineer | STR-101 | Concrete Column | STR - STRUCTURE | Architectural Design | No |  | No | Yes | No | No |  | ACTIVE | Identified as not required by Karlo 26/10/21 |  |  | Parent |  |  | 1.4.1.1 | Station | RTO | RTO
STR-102 | Crypt Concrete Column with Branch Head - Type 01 | Project Engineer's Specification | By Project Engineer | STR-102 | Crypt Concrete Column with Branch Head - Type 01 | STR - STRUCTURE | Architectural Design | No |  | No | Yes | No | No |  | ACTIVE | Identified as not required by Karlo 26/10/21 |  |  | Parent |  |  | 1.4.1.1 | Station | RTO | RTO
STR-103 | Crypt Concrete Column with Branch Head - Type 02 | Project Engineer's Specification | By Project Engineer | STR-103 | Crypt Concrete Column with Branch Head - Type 02 | STR - STRUCTURE | Architectural Design | No |  | No | Yes | No | No |  | ACTIVE | Identified as not required by Karlo 26/10/21 |  |  | Parent |  |  | 1.4.1.1 | Station | RTO | RTO
STR-120 | Steel Column | Project Engineer's Specification | By Project Engineer | STR-120 | Steel Column | STR - STRUCTURE | Architectural Design | No |  | No | Yes | No | No |  | ACTIVE | Identified as not required by Karlo 26/10/21 |  |  | Parent |  |  | 1.4.1.1 | Station | RTO | RTO
STR-126 | Stainless Steel Column | Project Engineer's Specification | By Project Engineer | STR-126 | Stainless Steel Column | STR - STRUCTURE | Architectural Design | No |  | No | Yes | No | No |  | ACTIVE | Identified as not required by Karlo 26/10/21 |  |  | Parent |  |  | 1.4.1.1 | Station | RTO | RTO
STR-200 | WALLS | [8 empty] | No |  |  |  |  | N/A | Heading only |  | N/A | N/A |  | N/A | N/A | N/A | N/A | N/A | N/A | N/A | N/A | N/A
STR-201 | Concrete Wall | Project Engineer's Specification | By Project Engineer | STR-201 | Concrete Wall | STR - STRUCTURE | Architectural Design | No |  | No | Yes | No | No |  | ACTIVE | Identified as not required by Karlo 26/10/21 |  |  | Parent |  |  | 1.4.1.1 | Station | RTO | RTO
STR-300 | FLOORS | [8 empty] | No |  |  |  |  | N/A | Heading only |  | N/A | N/A |  | N/A | N/A | N/A | N/A | N/A | N/A | N/A | N/A | N/A
STR-301 | Concrete Floor/ Slab | Project Engineer's Specification | By Project Engineer | STR-301 | Concrete Floor/ Slab | STR - STRUCTURE | Architectural Design | No |  | No | Yes | No | No |  | ACTIVE | Identified as not required by Karlo 26/10/21 |  | Yes | Parent | N/A | not recorded | 1.4.1.1 | Station | RTO | RTO
STR-350 | Precast Concrete Floor | Project Engineer's Specification | By Project Engineer | STR-350 | Precast Concrete Floor | STR - STRUCTURE | Architectural Design | No |  | No | Yes | No | No |  | ACTIVE | Identified as not required by Karlo 26/10/21 |  | Yes | Parent | N/A | not recorded | 1.4.1.1 | Station | RTO | RTO
STR-360 | Primary Structure Wearing Slab | Project Engineer's Specification | By Project Engineer | STR-360 | Primary Structure Wearing Slab | STR - STRUCTURE | Architectural Design | No |  | No | Yes | No | No |  | ACTIVE | Identified as not required by Karlo 26/10/21 |  |  | Parent |  |  | 1.4.1.1 | Station | RTO | RTO
STR-361 | Precast Ramp (Ard) | Project Engineer's Specification | By Project Engineer | STR-361 | Precast Ramp (Ard) | STR - STRUCTURE | Architectural Design | No |  | No | Yes | No | No |  | ACTIVE | Identified as not required by Karlo 26/10/21 |  |  | Parent |  |  | 1.4.1.1 | Station | RTO | RTO
STR-400 | BEAMS | [8 empty] | No |  |  |  |  | N/A | Heading only |  | N/A | N/A |  | N/A | N/A | N/A | N/A | N/A | N/A | N/A | N/A | N/A
STR-401 | Concrete Beam | Project Engineer's Specification | By Project Engineer | STR-401 | Concrete Beam | STR - STRUCTURE | Architectural Design | No |  | No | Yes | No | No |  | ACTIVE | Identified as not required by Karlo 26/10/21 |  |  | Parent |  |  | 1.4.1.1 | Station | RTO | RTO
STR-410 | Precast Concrete Beam | Project Engineer's Specification | By Project Engineer | STR-410 | Precast Concrete Beam | STR - STRUCTURE | Architectural Design | No |  | No | Yes | No | No |  | ACTIVE | Identified as not required by Karlo 26/10/21 |  |  | Parent |  |  | 1.4.1.1 | Station | RTO | RTO
Code Item Section Design Scope | [9 empty] | No |  |  |  |  | N/A | Heading only |  | N/A | N/A |  | N/A | N/A | N/A | N/A | N/A | N/A | N/A | N/A | N/A
STR-420 | Steel Beam | Project Engineer's Specification | By Project Engineer | STR-420 | Steel Beam | STR - STRUCTURE | Architectural Design | No |  | No | Yes | No | No |  | ACTIVE | Identified as not required by Karlo 26/10/21 |  |  | Parent |  |  | 1.4.1.1 | Station | RTO | RTO
STR-421 | Steel Plates | Project Engineer's Specification | By Project Engineer | STR-421 | Steel Plates | STR - STRUCTURE | Architectural Design | No |  | No | Yes | No | No |  | ACTIVE | Identified as not required by Karlo 26/10/21 |  |  | Child |  |  | 1.4.1.1 | Station | RTO | RTO
STR-422 | Stainless Steel Beam | Project Engineer's Specification | By Project Engineer | STR-422 | Stainless Steel Beam | STR - STRUCTURE | Architectural Design | No |  | No | Yes | No | No |  | ACTIVE | Identified as not required by Karlo 26/10/21 |  |  | Parent |  |  | 1.4.1.1 | Station | RTO | RTO
STR-423 | Steel Node | Project Engineer's Specification | By Project Engineer | STR-423 | Steel Node | STR - STRUCTURE | Architectural Design | No |  | No | Yes | No | No |  | ACTIVE | Identified as not required by Karlo 26/10/21 |  |  | Parent |  |  | 1.4.1.1 | Station | RTO | RTO
STR-425 | Strut | Project Engineer's Specification | By Project Engineer | STR-425 | Strut | STR - STRUCTURE | Architectural Design | No |  | No | Yes | No | No |  | ACTIVE | Identified as not required by Karlo 26/10/21 |  |  | Parent |  |  | 1.4.1.1 | Station | RTO | RTO
STR-441 | Painted Steel Frame to Lift Shaft | Project Engineer's Specification | By Project Engineer | STR-441 | Painted Steel Frame to Lift Shaft | STR - STRUCTURE | Architectural Design | No |  | No | Yes | No | No |  | ACTIVE | Identified as not required by Karlo 26/10/21 |  |  | Parent |  |  | 1.4.1.1 | Station | RTO | RTO
STR-464 | Steel Bridge | Project Engineer's Specification | By Project Engineer | STR-464 | Steel Bridge | STR - STRUCTURE | Architectural Design | Yes |  | No | Yes | Yes | Yes |  | ACTIVE | Identified by Karlo 26/10/21 |  | Yes | Parent |  |  | 1.4.1.1 | Station | RTO | RTO
STR-470 | Timber Beam (Engineered) | Project Engineer's Specification | By Project Engineer | STR-470 | Timber Beam (Engineered) | STR - STRUCTURE | Architectural Design | No |  | No | Yes | No | No |  | ACTIVE | Identified as not required by Karlo 26/10/21 |  |  | Parent |  |  | 1.4.1.1 | Station | RTO | RTO
STR-500 | UPSTANDS | [8 empty] | No |  |  |  |  | N/A | Heading only |  | N/A | N/A |  | N/A | N/A | N/A | N/A | N/A | N/A | N/A | N/A | N/A
STR-501 | Concrete Bund/ Upstand | Project Engineer's Specification | By Project Engineer | STR-501 | Concrete Bund/ Upstand | STR - STRUCTURE | Architectural Design | No |  | No | Yes | No | No |  | ACTIVE | Identified as not required by Karlo 26/10/21 |  |  | Parent |  |  | 1.4.1.1 | Station | RTO | RTO
STR-510 | Column Base Connection | Project Engineer's Specification | By Project Engineer | STR-510 | Column Base Connection | STR - STRUCTURE | Architectural Design | No |  | No | Yes | No | No |  | ACTIVE | Identified as not required by Karlo 26/10/21 |  |  | Child |  |  | 1.4.1.1 | Station | RTO | RTO
STR-511 | Equilateral Angle | 552 | HWW | STR-511 | Equilateral Angle | STR - STRUCTURE | Architectural Design | No |  | No | Yes | No | No |  | ACTIVE | Identified as not required by Karlo 26/10/21 |  |  | Parent |  |  | 1.4.1.1 | Station | RTO | RTO
STR-600 | FEATURES | [8 empty] | No |  |  |  |  | N/A | Heading only |  | N/A | N/A |  | N/A | N/A | N/A | N/A | N/A | N/A | N/A | N/A | N/A
STR-601 | Precast Skylight (Ard) | Project Engineer's Specification | By Project Engineer | STR-601 | Precast Skylight (Ard) | STR - STRUCTURE | Architectural Design | No |  | No | Yes | No | No |  | ACTIVE | Identified as not required by Karlo 26/10/21 |  |  | Parent |  |  | 1.4.1.1 | Station | RTO | RTO
STR-602 | Precast Skylight (PKV) | 435 | HWW | STR-602 | Precast Skylight (PKV) | STR - STRUCTURE | Architectural Design | No |  | No | Yes | No | No |  | ACTIVE | Identified as not required by Karlo 26/10/21 |  |  | Parent |  |  | 1.4.1.1 | Station | RTO | RTO
STR-620 | Cable Brace/ Tie | Project Engineer's Specification | By Project Engineer | STR-620 | Cable Brace/ Tie | STR - STRUCTURE | Architectural Design | No |  | No | Yes | No | No |  | ACTIVE | Identified as not required by Karlo 26/10/21 |  |  | Child |  |  | 1.4.1.1 | Station | RTO | RTO
STR-621 | Stainless Steel Cable Brace | Project Engineer's Specification | By Project Engineer | STR-621 | Stainless Steel Cable Brace | STR - STRUCTURE | Architectural Design | No |  | No | Yes | No | No |  | ACTIVE | Identified as not required by Karlo 26/10/21 |  |  | Child |  |  | 1.4.1.1 | Station | RTO | RTO
STR-800 | SECONDARY STRUCTURE | [8 empty] | No |  |  |  |  | N/A | Heading only |  | N/A | N/A |  | N/A | N/A | N/A | N/A | N/A | N/A | N/A | N/A | N/A
STR-801 | Secondary Support Structure | Project Engineer's Specification | By Project Engineer | STR-801 | Secondary Support Structure | STR - STRUCTURE | Architectural Design | No |  | No | Yes | No | No |  | ACTIVE | Identified as not required by Karlo 26/10/21 |  |  | Parent |  |  | 1.4.1.1 | Station | RTO | RTO
STR-802 | Stainless Steel Façade Support Beam (Portal) | Project Engineer's Specification | By Project Engineer | STR-802 | Stainless Steel Façade Support Beam (Portal) | STR - STRUCTURE | Architectural Design | No |  | No | Yes | No | No |  | ACTIVE | Identified as not required by Karlo 26/10/21 |  |  | Parent |  |  | 1.4.1.1 | Station | RTO | RTO
STR-810 | Ceiling Secondary Support Structure | Project Engineer's Specification | By Project Engineer | STR-810 | Ceiling Secondary Support Structure | STR - STRUCTURE | Architectural Design | No |  | No | Yes | No | No |  | ACTIVE | Identified as not required by Karlo 26/10/21 |  |  | Child |  |  | 1.4.1.1 | Station | RTO | RTO
TRM | TRIMS / ARCHITRAVES | [8 empty] | No |  |  |  |  | N/A | Heading only |  | N/A | N/A |  | N/A | N/A | N/A | N/A | N/A | N/A | N/A | N/A | N/A
TRM-200 | EXTERNAL TRIM | [8 empty] | No |  |  |  |  | N/A | Heading only |  | N/A | N/A |  | N/A | N/A | N/A | N/A | N/A | N/A | N/A | N/A | N/A
TRM-202 | External Picture Frame Trim | 556 | HWW | TRM-202 | External Picture Frame Trim | TRM - TRIMS / ARCHITRAVES | Architectural Design | No |  | No | Yes | No | No |  | ACTIVE | Identified as not required by Karlo 26/10/21 |  |  | Child |  |  | 1.4.1.1 | Station | RTO | RTO
TRM-203 | External Steel Trim to Match EWS-610 | 556 | HWW | TRM-203 | External Steel Trim to Match EWS-610 | TRM - TRIMS / ARCHITRAVES | Architectural Design | No |  | No | Yes | No | No |  | ACTIVE | Identified as not required by Karlo 26/10/21 |  |  | Child |  |  | 1.4.1.1 | Station | RTO | RTO
TRM-300 | DOOR THRESHOLD | [8 empty] | No |  |  |  |  | N/A | Heading only |  | N/A | N/A |  | N/A | N/A | N/A | N/A | N/A | N/A | N/A | N/A | N/A
TRM-301 | Door Threshold Plate - Type 1 | 556 | HWW | TRM-301 | Door Threshold Plate - Type 1 | TRM - TRIMS / ARCHITRAVES | Architectural Design | No |  | No | Yes | No | No |  | ACTIVE | Identified as not required by Karlo 26/10/21 |  | Yes | Child | N/A | not recorded | 1.4.1.1 | Station | RTO | RTO
TRM-302 | Transition Edge Threshold | 556 | HWW | TRM-302 | Transition Edge Threshold | TRM - TRIMS / ARCHITRAVES | Architectural Design | No |  | No | Yes | No | No |  | ACTIVE | Identified as not required by Karlo 26/10/21 |  |  | Child |  |  | 1.4.1.1 | Station | RTO | RTO
TRM-303 | Door Threshold Plate - Type 2 | 556 | HWW | TRM-303 | Door Threshold Plate - Type 2 | TRM - TRIMS / ARCHITRAVES | Architectural Design | No |  | No | Yes | No | No |  | ACTIVE | Identified as not required by Karlo 26/10/21 |  | Yes | Child | N/A | not recorded | 1.4.1.1 | Station | RTO | RTO
TRM-304 | Door Threshold Plate - Type 3 | 556 | HWW | TRM-304 | Door Threshold Plate - Type 3 | TRM - TRIMS / ARCHITRAVES | Architectural Design | No |  | No | Yes | No | No |  | ACTIVE | Identified as not required by Karlo 26/10/21 |  | Yes | Child | N/A | not recorded | 1.4.1.1 | Station | RTO | RTO
TRM-310 | Door Water Bar Threshold | 556 | HWW | TRM-310 | Door Water Bar Threshold | TRM - TRIMS / ARCHITRAVES | Architectural Design | No |  | No | Yes | No | No |  | ACTIVE | Identified as not required by Karlo 26/10/21 |  | Yes | Child | N/A | not recorded | 1.4.1.1 | Station | RTO | RTO
TRM-400 | ARCHITRAVE | [8 empty] | No |  |  |  |  | N/A | Heading only |  | N/A | N/A |  | N/A | N/A | N/A | N/A | N/A | N/A | N/A | N/A | N/A
TRM-420 | Lift Architrave Trim - Metal | 556 | HWW | TRM-420 | Lift Architrave Trim - Metal | TRM - TRIMS / ARCHITRAVES | Architectural Design | No |  | No | Yes | No | No |  | ACTIVE | Identified as not required by Karlo 26/10/21 |  |  | Child |  |  | 1.4.1.1 | Station | RTO | RTO
TRM-421 | Lift Curved Architrave Trim - Metal | 556 | HWW | TRM-421 | Lift Curved Architrave Trim - Metal | TRM - TRIMS / ARCHITRAVES | Architectural Design | No |  | No | Yes | No | No |  | ACTIVE | Identified as not required by Karlo 26/10/21 |  |  | Child |  |  | 1.4.1.1 | Station | RTO | RTO
TRM-461 | External Door Architrave - Mild Steel | 556 | HWW | TRM-461 | External Door Architrave - Mild Steel | TRM - TRIMS / ARCHITRAVES | Architectural Design | No |  | No | Yes | No | No |  | ACTIVE | Identified as not required by Karlo 26/10/21 |  | Yes | Child | N/A | not recorded | 1.4.1.1 | Station | RTO | RTO
TRM-500 | CONCRETE TRIMS | [8 empty] | No |  |  |  |  | N/A | Heading only |  | N/A | N/A |  | N/A | N/A | N/A | N/A | N/A | N/A | N/A | N/A | N/A
TRM-501 | Precast Concrete Parapet | Project Engineer's Specification | By Project Engineer | TRM-501 | Precast Concrete Parapet | TRM - TRIMS / ARCHITRAVES | Architectural Design | No |  | No | Yes | No | No |  | ACTIVE | Identified as not required by Karlo 26/10/21 |  |  | Child |  |  | 1.4.1.1 | Station | RTO | RTO
Code Item Section Design Scope | [9 empty] | No |  |  |  |  | N/A | Heading only |  | N/A | N/A |  | N/A | N/A | N/A | N/A | N/A | N/A | N/A | N/A | N/A
TRM-502 | Precast Concrete Arch Base (Ard) | Project Engineer's Specification | By Project Engineer | TRM-502 | Precast Concrete Arch Base (Ard) | TRM - TRIMS / ARCHITRAVES | Architectural Design | No |  | No | Yes | No | No |  | ACTIVE | Identified as not required by Karlo 26/10/21 |  |  | Parent |  |  | 1.4.1.1 | Station | RTO | RTO
WIN | WINDOWS / GLAZING SYSTEMS | [8 empty] | No |  |  |  |  | N/A | Heading only |  | N/A | N/A |  | N/A | N/A | N/A | N/A | N/A | N/A | N/A | N/A | N/A
WIN-100 | INTERNAL WINDOWS | [8 empty] | No |  |  |  |  | N/A | Heading only |  | N/A | N/A |  | N/A | N/A | N/A | N/A | N/A | N/A | N/A | N/A | N/A
WIN-101 | CSC - Ticket Window | 451 | HWW | WIN-101 | CSC - Ticket Window | WIN - WINDOWS / GLAZING SYSTEMS | Architectural Design | No |  | No | Yes | No | No |  | ACTIVE | Identified as not required by Karlo 26/10/21 |  |  | Parent |  |  | 1.4.1.1 | Station | RTO | RTO
WIN-102 | Integrated Glazed CSC - Ticket Window | 451 | HWW | WIN-102 | Integrated Glazed CSC - Ticket Window | WIN - WINDOWS / GLAZING SYSTEMS | Architectural Design | No |  | No | Yes | No | No |  | ACTIVE | Identified as not required by Karlo 26/10/21 |  |  | Parent |  |  | 1.4.1.1 | Station | RTO | RTO
WIN-110 | SCR/ ICR/ PSO FR Window | 451 | HWW | WIN-110 | SCR/ ICR/ PSO FR Window | WIN - WINDOWS / GLAZING SYSTEMS | Architectural Design | No |  | No | Yes | No | No |  | ACTIVE | Identified as not required by Karlo 26/10/21 |  |  | Parent |  |  | 1.4.1.1 | Station | RTO | RTO
WIN-111 | Internal Office Window | 451 | HWW | WIN-111 | Internal Office Window | WIN - WINDOWS / GLAZING SYSTEMS | Architectural Design | No |  | No | Yes | No | No |  | ACTIVE | Identified as not required by Karlo 26/10/21 |  |  | Parent |  |  | 1.4.1.1 | Station | RTO | RTO
WIN-112 | PSO Window | 451 | HWW | WIN-112 | PSO Window | WIN - WINDOWS / GLAZING SYSTEMS | Architectural Design | No |  | No | Yes | No | No |  | ACTIVE | Identified as not required by Karlo 26/10/21 |  |  | Parent |  |  | 1.4.1.1 | Station | RTO | RTO
WIN-130 | Internal Window - Degraves | 451 | HWW | WIN-130 | Internal Window - Degraves | WIN - WINDOWS / GLAZING SYSTEMS | Architectural Design | No |  | No | Yes | No | No |  | ACTIVE | Identified as not required by Karlo 26/10/21 |  |  | Parent |  |  | 1.4.1.1 | Station | RTO | RTO
WIN-200 | EXTERNAL WINDOWS | [8 empty] | No |  |  |  |  | N/A | Heading only |  | N/A | N/A |  | N/A | N/A | N/A | N/A | N/A | N/A | N/A | N/A | N/A
WIN-201 | External Retail Window | 451 | HWW | WIN-201 | External Retail Window | WIN - WINDOWS / GLAZING SYSTEMS | Architectural Design | Yes |  | No | Yes | Yes | Yes |  | ACTIVE | Identified by Karlo 26/10/21 |  | Yes | Parent |  |  | 1.4.1.1 | Station | RTO | RTO
WIN-202 | External Retail Window Display Box | 451 | HWW | WIN-202 | External Retail Window Display Box | WIN - WINDOWS / GLAZING SYSTEMS | Architectural Design | Yes |  | No | Yes | Yes | Yes |  | ACTIVE | Identified by Karlo 26/10/21 |  | Yes | Parent |  |  | 1.4.1.1 | Station | RTO | RTO
WPS-100 | WATERPROOFING SYSTEMS | [8 empty] | No |  |  |  |  | N/A | Heading only |  | N/A | N/A |  | N/A | N/A | N/A | N/A | N/A | N/A | N/A | N/A | N/A
WPS-101 | Waterproofing System - Roof | 411 | HWW | WPS-101 | Waterproofing System - Roof | WPS - WATERPROOFING SYSTEMS | Architectural Design | No |  | No | Yes | No | No |  | ACTIVE | Identified as not required by Karlo 26/10/21 |  |  | Child | N/A | not recorded | 1.4.1.1 | Station | RTO | RTO
WPS-102 | Waterproofing System - WCs | 412 | HWW | WPS-102 | Waterproofing System - WCs | WPS - WATERPROOFING SYSTEMS | Architectural Design | No |  | No | Yes | No | No |  | ACTIVE | Identified as not required by Karlo 26/10/21 |  |  | Child | N/A | not recorded | 1.4.1.1 | Station | RTO | RTO
WPS-103 | Electrical Isolation System - PSD System | 412 | HWW | WPS-103 | Waterproofing System - PSD System | WPS - WATERPROOFING SYSTEMS | Architectural Design | No |  | No | Yes | No | No |  | ACTIVE | Identified as not required by Karlo 26/10/21 |  |  | Child | N/A | not recorded | 1.4.1.1 | Station | RTO | RTO
WPS-110 | Waterproofing Sealant (ARD ARCH) | 411 | HWW | WPS-110 | Waterproofing Sealant (ARD ARCH) | WPS - WATERPROOFING SYSTEMS | Architectural Design | No |  | No | Yes | No | No |  | ACTIVE | Identified as not required by Karlo 26/10/21 |  |  | Child | N/A | not recorded | 1.4.1.1 | Station | RTO | RTO
WPS-120 | Precast Panel Joint Baffle | 435 | HWW | WPS-120 | Precast Panel Joint Baffle | WPS - WATERPROOFING SYSTEMS | Architectural Design | No |  | No | Yes | No | No |  | ACTIVE | Identified as not required by Karlo 26/10/21 |  |  | Child |  |  | 1.4.1.1 | Station | RTO | RTO

## MEP Data Requirement
|  |  | DESIGN |  |  | CONSTRUCTION PHASE - SUBCONTRACTORS | [22 empty] | No
Asset Type (MM_Type) | Type Code Status | Type Description | Asset tagged in IMEP Model (Jamie Casas - 2021) | Discipline (MM_Discipline) | Rationalized Discipline | Scheduled Asset | Scheduled in AMR | Active in Model | Type Code In Model (LOI 1) | Physical Tag (lablel on equipment) | LOI Category | Review Comments | Comments | AssetGeoProperty | Master Asset List | System (MM_System) | Rationalized System | Parent/Child | Ellipse Equipment Class | SBS Number | SBS Name | Asset Maintainer | Asset Operator | Uniclass Section | Uniclass SectionDescription | Uniclass Object Code | Uniclass Object Description | DE Comments | No
ZSO | ACTIVE | Limit Switch Open | Yes | Tunnel Ventilation System | Mechanical | No | Yes | No | Yes | No | LOI 0 | Reviewed by Karlo Siljeg 21/03/22 |  | Point | Yes | Unassigned | Tunnel Ventilation System | Child |  | 1.1.7.1 | Tunnel Ventilation | MCo | RTO | Pr_75_51_17 | Control circuit devices and timeswitches | Pr_75_51_17_75 | Safety limit switches |  | No
ZSC | ACTIVE | Limit Switch Closed | Yes | Tunnel Ventilation System | Mechanical | No | Yes | No | Yes | No | LOI 0 | Reviewed by Karlo Siljeg 21/03/22 |  | Point | Yes | Unassigned | Tunnel Ventilation System | Child |  | 1.1.7.1 | Tunnel Ventilation | MCo | RTO | Pr_75_51_17 | Control circuit devices and timeswitches | Pr_75_51_17_75 | Safety limit switches |  | No
XEL | ACTIVE | Cross Passage Emergency Light | Yes | Electrical LV | Electrical | No | No | No | Yes | Yes | LOI 3 | Reviewed by Karlo Siljeg 21/03/22 |  | Point | Yes | Power LV |  | Parent |  | 1.1.8.2 | Emergency Management System | RTO | RTO | Pr_70_70_48 | Luminaires, lighting track and lighting accessories | Pr_70_70_48_77 | Self-contained emergency luminaires |  | No
XEB | ACTIVE | Cross Passage Earth Bar | No | Earthing | Electrical | No | Yes | No | Yes | No | LOI 2 | Reviewed by Karlo Siljeg 21/03/22 |  | Point | Yes | Earthing |  | Parent |  | 1.1.9.5 | Earthing And Bonding | RTO | RTO | Pr_65_70_46 | Lightning protection and earthing components | Pr_65_70_46_24 | Earth bars |  | No
XDB | ACTIVE | Cross Passage Distribution Board | Yes | Electrical LV | Electrical | No | No | No | Yes | Yes | LOI 3 | Reviewed by Karlo Siljeg 21/03/22 |  | Point | Yes | Power LV |  | Parent |  | 1.1.9.3.1 | LV Power | MCo | RTO | Pr_60_70_22 | Distribution boxes and switchboards | Pr_60_70_22_22 | Distribution boards |  | No
XCD | ACTIVE | Cross Passage Critical Distribution Board | Yes | Electrical LV | Electrical | Yes | Yes | Yes | Yes | Yes | LOI 2 | Reviewed by Karlo Siljeg 21/03/22 |  | Point | Yes | Power LV |  | Parent |  | 1.1.9.3.1 | LV Power | MCo | RTO | Pr_60_70_22 | Distribution boxes and switchboards | Pr_60_70_22_22 | Distribution boards |  | Yes
XBC | ACTIVE | Duplexer | Yes | Telecommunication |  | No | No | No | Yes | No | LOI 3 | Reviewed by Karlo Siljeg 21/03/22 |  | Point | Yes | Unassigned |  | Parent |  | 1.1.5 | ICT/OCS | Unallocated | Unallocated |  | Need to allocate |  |  |  | No
WWI | ACTIVE | Warm Water Isolation Valve | Yes | Hydraulic |  | No | No | No | Yes | No | LOI 3 | Reviewed by Karlo Siljeg 21/03/22 |  | Point | Yes | DHW |  | Child |  | 1.1.3.2 | Hydraulic System | MCo | RTO | Pr_65_54_95 | Water services valves | Pr_65_54_95_06 | Ball valves |  | No
WST | ACTIVE | Workstation | No | Instrumentation & Control | Varies | No | No | No | Yes | Yes | LOI 3 | Reviewed by Karlo Siljeg 21/03/22 |  | Point | Yes | CONT |  | Parent |  | 1.1.8 | Control Systems | Unallocated | Unallocated | Pr_40_50_21 | Desks, tables and worktops | Pr_40_50_21_16 | Console tables |  | No
WSL | ACTIVE | White Signal Light | Yes | Electrical Traction | Electrical | No | Yes | No | Yes | Yes | LOI 2 | Reviewed by Karlo Siljeg 21/03/22 |  | Point | Yes | SIGNALLING |  | Parent |  | 1.2.9 | Signalling | RTO | RTO | Pr_70_75_70 | Rail signals, indicators and controls | Pr_70_75_70_14 | Colour light signals |  | No
WSI | ACTIVE | Way Finding Signage | N/A | Station Facilities |  | No | No | No | Yes | Yes | LOI 3 | Reviewed by KS on 28/06/2022 |  | Point | Yes | Unassigned |  | Parent |  | 1.4.6.2 | Signage | RTO | RTO | Pr_40_10_77 | Signs and markers | Pr_40_10_77_99 | Waymarker posts |  | No
WSD | ACTIVE | Wide Screen Display | Yes | Instrumentation & Control | Varies | No | No | No | Yes | Yes | LOI 3 | Reviewed by Karlo Siljeg 21/03/22 |  | Point | Yes | CONT |  | Parent |  | 1.1.8.1 | Building Management System | MCo | RTO/MCo | Pr_75_75_15 | Computers and peripherals | Pr_75_75_15_24 | Display screen monitors |  | No
WRO | ACTIVE | Westrace Object Controller | N/A | Conventional Signalling |  | No | No | No | Yes | Yes | LOI 3 | Reviewed by KS on 28/06/2022 |  | Point | Yes | SIGNALLING |  | Parent |  | 1.1.5 | ICT/OCS | Unallocated | Unallocated | Pr_70_75_15 | Computers and peripherals | Pr_70_75_15_21 | Desktop computers |  | No
WRC | ACTIVE | Westrace MkII Rack | N/A | Conventional Signalling |  | No | No | No | Yes | Yes | LOI 3 | Reviewed by KS on 28/06/2022 |  | Point | Yes | SIGNALLING |  | Parent |  | 1.1.5 | ICT/OCS | Unallocated | Unallocated | Pr_80_77_27 | Equipment boards, racks and supports | Pr_80_77_27_42 | IT and telecommunications equipment racks |  | No
WLT | ACTIVE | Waterless Trap | Yes | Hydraulic |  | No | No | No | Yes | Yes | LOI 3 | Reviewed by Karlo Siljeg 21/03/22 |  | Point | Yes | STP |  | Parent |  | 1.1.3.2 | Hydraulic System | MCo | RTO | Pr_65_52_25 | Drainage traps and accessories | Pr_65_52_25_98 | Waste traps |  | No
WLO | ACTIVE | Westlock Object Controller Rack | N/A | Conventional Signalling |  | No | No | No | Yes | Yes | LOI 3 | Reviewed by KS on 28/06/2022 |  | Point | Yes | SIGNALLING |  | Parent |  | 1.1.5 | ICT/OCS | Unallocated | Unallocated | Pr_80_77_27 | Equipment boards, racks and supports | Pr_80_77_27_42 | IT and telecommunications equipment racks |  | No
WLK | ACTIVE | Westlock Rack | N/A | Conventional Signalling |  | No | No | No | Yes | Yes | LOI 3 | Reviewed by KS on 28/06/2022 |  | Point | Yes | SIGNALLING |  | Parent |  | 1.1.5 | ICT/OCS | Unallocated | Unallocated | Pr_80_77_27 | Equipment boards, racks and supports | Pr_80_77_27_42 | IT and telecommunications equipment racks |  | No
WEA | ACTIVE | Weather Station | Yes | Instrumentation & Control | Varies | No | Yes | No | Yes | Yes | LOI 2 | Reviewed by Karlo Siljeg 21/03/22 |  | Point | Yes | CONT |  | Parent |  | 1.1.8.1 | Building Management System | MCo | RTO/MCo | Pr_75_50_52 | Meteorological instrumentation | Pr_75_50_52_97 | Weather stations |  | No
WCT | ACTIVE | Cooling Tower | Yes | Mechanical |  | No | Yes | No | Yes | Yes | LOI 2 | Reviewed by Karlo Siljeg 21/03/22 |  | Point | Yes | SPA, TFA |  | Parent |  | 1.1.3.3 | Mechanical Systems | MCo | RTO | Pr_60_60_13 | Chillers and cooling towers | Pr_60_60_13_01 | Adsorption chillers |  | No
WCH | ACTIVE | Water Cooled Chiller | Yes | Mechanical |  | No | Yes | No | Yes | Yes | LOI 2 | Reviewed by Karlo Siljeg 21/03/22 |  | Point | Yes | SPA, TFA |  | Parent |  | 1.1.3.3 | Mechanical Systems | MCo | RTO | Pr_60_60_13 | Chillers and cooling towers | Pr_60_60_13_96 | Water cooled liquid chillers |  | No
WAC | ACTIVE | Wireless Access Controller | N/A | Data Transmission System |  | No | No | No | Yes | Yes | LOI 3 | Reviewed by KS on 28/06/2022 |  | Point | Yes | COMMS A, COMMS B |  | Parent |  | 1.1.5 | ICT/OCS | Unallocated | Unallocated | Pr_70_75_52 | Computer network products | Pr_70_75_52_72 | Routers |  | No
VTX | ACTIVE | Voltage Transformer | Yes | Electrical (Common) | Electrical | Yes | Yes | Yes | Yes | Yes | LOI 2 | Reviewed by Karlo Siljeg 21/03/22 |  | Point | Yes | Unassigned |  | Child |  | 1.1.9.3.1 | LV Power | MCo | RTO | Pr_65_72_43 | Power conditioning equipment | Pr_65_72_43_96 | Voltage transformers |  | Yes
VTS | ACTIVE | Vibration Transmitter | Yes | Instrumentation & Control | Varies | No | Yes | No | Yes | No | LOI 0 | Reviewed by Karlo Siljeg 21/03/22 | Added in the Asset Master Register 6/06/2022 | Point | Yes | CONT |  | Parent |  | 1.1.8 | Control Systems | Unallocated | Unallocated | Pr_75_75_90 | Transmission control products | Pr_75_75_90_90 | Telemetry transmitters |  | No
VTP | ACTIVE | Vertical Transport Pump | Yes | Mechanical |  | Yes | Yes | Yes | Yes | Yes | LOI 2 | Reviewed by Karlo Siljeg 21/03/22 |  | Point | Yes | Unassigned |  | Parent |  | 1.1.3.2 | Hydraulic System | MCo | RTO | Pr_65_53_86 | Supply and exhaust pumps | Pr_65_53_86_86 | Suction pumps |  | Yes
VSD | ACTIVE | Variable Speed Drive | Yes | Electrical LV | Electrical | Yes | Yes | Yes | Yes | No | LOI 2 | Reviewed by Karlo Siljeg 21/03/22 |  | Point | Yes | Power LV |  | Child |  | 1.1.9.3.1 | LV Power | MCo | RTO | Pr_75_51_52 | Motor starters, variable frequency drives and contactors | Pr_75_51_52_01 | Alternating current (a.c.) drives |  | Yes
VLO | ACTIVE | Voltage Limiting Device (Operating) | Yes | Earthing | Electrical | Yes | Yes | Yes | Yes | No | LOI 2 | Reviewed by Karlo Siljeg 21/03/22 |  | Point | Yes | Earthing |  | Parent |  | 1.1.9.5 | Earthing And Bonding | RTO | RTO | Pr_60_70_36 | High voltage switchgear and transformers | Pr_60_70_36_82 | High voltage switches |  | Yes
VLF | ACTIVE | Voltage Limiting Device (Fault) | N/A | Earthing | Electrical | No | No | No | Yes | Yes | LOI 3 | Reviewed by KS on 06/06/2022 | Added in the Asset Master Register 6/06/2022 | Point | Yes | Earthing |  | Parent |  | 1.1.9.5 | Earthing And Bonding | RTO | RTO | Pr_60_70_36 | High voltage switchgear and transformers | Pr_60_70_36_82 | High voltage switches |  | No
VLD | ACTIVE | Voltage Limiting Device | Yes | Electrical Traction | Electrical | No | No | No | Yes | No | LOI 3 | Reviewed by Karlo Siljeg 21/03/22 |  | Point | Yes | TRAC A, TRAC B, DC A, DC B |  | Parent |  | 1.1.9.2.1 | Traction Substation | RTO | RTO | Pr_65_72_43 | Power conditioning equipment | Pr_65_72_43_95 | Voltage optimizers |  | No
VLC | ACTIVE | Voltage Limiting Device Cabinet | Yes | Electrical Traction | Electrical | Yes | Yes | Yes | Yes | Yes | LOI 2 | Reviewed by Karlo Siljeg 21/03/22 |  | Point | Yes | TRAC A, TRAC B, DC A, DC B |  | Parent |  | 1.1.9.2 | Traction Power | RTO | RTO | Pr_60_70_36 | High voltage switchgear and transformers | Pr_60_70_36_82 | High voltage switches |  | Yes
VIP | ACTIVE | Voice over IP Interface | Yes | Telecommunication |  | No | No | No | Yes | No | LOI 3 | Reviewed by Karlo Siljeg 21/03/22 |  | Point | Yes | Unassigned |  | Parent |  | 1.1.5 | ICT/OCS | Unallocated | Unallocated | Pr_70_75_04 | Audio, data and visual outlet plates and controllers | Pr_70_75_04_03 | Audio interface adaptors |  | No
VHA | ACTIVE | VHF Amplifier for Digital Audio Broadcasting | Yes | Telecommunication |  | No | No | No | Yes | Yes | LOI 3 | Reviewed by Karlo Siljeg 21/03/22 |  | Point | Yes | COMMS A, COMMS B |  | Parent |  | 1.1.5 | ICT/OCS | Unallocated | Unallocated | Pr_60_75_08 | Audio and visual source products | Pr_60_75_08_02 | Audio amplifiers |  | No
VEX | ACTIVE | Vibration Sensor | Yes | Instrumentation & Control | Varies | No | Yes | No | Yes | No | LOI 0 | Reviewed by Karlo Siljeg 21/03/22 |  | Point | Yes | CONT |  | Child |  | 1.1.7.1 | Tunnel Ventilation | MCo | RTO | Pr_75_80_42 | Intrusion and hold-up alarm devices and control equipment | Pr_75_80_42_95 | Vibration detectors |  | No
VCP | ACTIVE | VicTrack Panel | Yes | Telecommunication |  | Yes | No | Yes | Yes | Yes | LOI 3 | Reviewed by Karlo Siljeg 21/03/22 |  | Point | Yes | Unassigned |  | Parent |  | 1.1.5 | ICT/OCS | Unallocated | Unallocated | Pr_70_75_88 | Telecoms equipment | Pr_70_75_88_83 | Telecommunications system controllers |  | Yes
VCD | ACTIVE | Volume Control Damper | Yes | Mechanical |  | Yes | Yes | Yes | Yes | No | LOI 2 | Reviewed by Karlo Siljeg 21/03/22 |  | Point | Yes | EXA, OSA, RTA, SPA, STP, OTE, REA, TFA, CEX |  | Child |  | 1.1.8.1 | Building Management System | MCo | RTO/MCo | Pr_65_65_24 | Duct dampers | Pr_65_65_24_95 | Volume control dampers |  | Yes
VAV | ACTIVE | Variable Air Volume | Yes | Mechanical |  | Yes | Yes | Yes | Yes | Yes | LOI 2 | Reviewed by Karlo Siljeg 21/03/22 |  | Point | Yes | EXA, OSA, RTA, SPA, STP, OTE, REA, TFA, CEX |  | Child |  | 1.1.8.1 | Building Management System | MCo | RTO/MCo | Pr_65_65_24 | Duct dampers | Pr_65_65_24_93 | Variable air volume boxes |  | Yes
VAD | ACTIVE | Visual Warning Device | Yes | Fire |  | Yes | Yes | Yes | Yes | Yes | LOI 2 | Reviewed by Karlo Siljeg 21/03/22 |  | Point | Yes | FTH, FHS, GSU |  | Parent |  | 1.1.8.2.2 | Fire Protection | RTO | RTO | Pr_75_75_30 | Fire alarm detection devices and control equipment | Pr_75_75_30_97 | Visual alarm signal devices |  | Yes
UPT | ACTIVE | Utility Pit | Yes | Electrical (Common) | Electrical | Yes | Yes | Yes | Yes | Yes | LOI 2 | Reviewed by Karlo Siljeg 21/03/22 |  | Point | Yes | Unassigned |  | Parent |  | 1.1.9.3.1 | LV Power | MCo | RTO | Ss_37_16_90 | Trench, pipeway and pit systems | Ss_37_16_90_63 | Pit systems |  | Yes
UPS | ACTIVE | Uninterruptible Power Supply | Yes | Electrical LV | Electrical | Yes | Yes | Yes | Yes | Yes | LOI 2 | Reviewed by Karlo Siljeg 21/03/22 |  | Point | Yes | Power LV |  | Parent |  | 1.1.9.3.1 | LV Power | MCo | RTO | Pr_60_70_64 | Power conditioning supply equipment | Pr_60_70_64_93 | Uninterruptible power supply (UPS) units |  | Yes
ULD | ACTIVE | UPS Lighting Distribution Board | Yes | Electrical LV | Electrical | No | No | No | Yes | Yes | LOI 3 | Reviewed by Karlo Siljeg 21/03/22 |  | Point | Yes | Power LV |  | Parent |  | 1.1.9.3.1 | LV Power | MCo | RTO | Pr_60_70_22 | Distribution boxes and switchboards | Pr_60_70_22_22 | Distribution boards |  | No
UHT | ACTIVE | UHF Attenuator | Yes | Telecommunication |  | No | No | No | Yes | Yes | LOI 3 | Reviewed by Karlo Siljeg 21/03/22 |  | Point | Yes | COMMS A, COMMS B |  | Parent |  | 1.1.5 | ICT/OCS | Unallocated | Unallocated | Pr_70_75_69 | Radio communications products | N/A | N/A |  | No
UHA | ACTIVE | UHF Amplifier | Yes | Telecommunication |  | No | No | No | Yes | Yes | LOI 3 | Reviewed by Karlo Siljeg 21/03/22 |  | Point | Yes | COMMS A, COMMS B |  | Parent |  | 1.1.5 | ICT/OCS | Unallocated | Unallocated | Pr_60_75_08 | Audio and visual source products | Pr_60_75_08_02 | Audio amplifiers |  | No
UER | ACTIVE | UHF Radio Rebroadcast Equipment Rack | Yes | Telecommunication |  | No | No | No | Yes | Yes | LOI 3 | Reviewed by Karlo Siljeg 21/03/22 |  | Point | Yes | COMMS A, COMMS B |  | Parent |  | 1.1.5 | ICT/OCS | Unallocated | Unallocated | Pr_80_77_27 | Equipment boards, racks and supports | Pr_80_77_27_42 | IT and telecommunications equipment racks |  | No
UDB | ACTIVE | Main UPS Distribution Board | Yes | Electrical LV | Electrical | Yes | Yes | Yes | Yes | Yes | LOI 2 | Reviewed by Karlo Siljeg 21/03/22 |  | Point | Yes | Power LV |  | Parent |  | 1.1.9.3.1 | LV Power | MCo | RTO | Pr_60_70_22 | Distribution boxes and switchboards | Pr_60_70_22_22 | Distribution boards |  | Yes
UCD | ACTIVE | UPS Coms Distribution Board | Yes | Telecommunication |  | No | No | No | Yes | Yes | LOI 3 | Reviewed by Karlo Siljeg 21/03/22 |  | Point | Yes | CONT |  | Parent |  | 1.1.5 | ICT/OCS | Unallocated | Unallocated | Pr_60_70_22 | Distribution boxes and switchboards | Pr_60_70_22_22 | Distribution boards |  | No
UBT | ACTIVE | Critical Bus Tie | N/A | Electrical LV | Electrical | No | No | No | Yes | No | LOI 3 | Reviewed by KS on 06/06/2022 | Added in the Asset Master Register 6/06/2022 | Point | Yes | Power LV |  | Parent |  | 1.1.9.3.1 | LV Power | MCo | RTO | Pr_60_70_48 | Low voltage switchgear | Pr_60_70_48_48 | Low voltage switches |  | No
TWV | ACTIVE | Three Way Valve | Yes | Hydraulic |  | No | No | No | Yes | No | LOI 3 | Reviewed by Karlo Siljeg 21/03/22 |  | Point | Yes | TDW, DCW, DHW, DHF, DHR, DTW, FTW, TRW |  | Child |  | 1.1.3.2 | Hydraulic System | MCo | RTO | Pr_65_54_95 | Water services valves | Pr_65_54_95_91 | Three-way valves |  | No
TWT | ACTIVE | Tunnel Water Tank | No | Hydraulic |  | No | Yes | No | Yes | Yes | LOI 2 | Reviewed by Karlo Siljeg 21/03/22 | Added in the Asset Master Register 6/06/2022 | Point | Yes | TDR |  | Parent |  | 1.1.3.2 | Hydraulic System | MCo | RTO | Pr_60_50_96 | Water tanks and cisterns | Pr_60_50_96_36 | Glass reinforced plastics tanks |  | No
TWP | ACTIVE | Treated Water Pumps | Yes | Hydraulic |  | No | No | No | Yes | Yes | LOI 3 | Reviewed by Karlo Siljeg 21/03/22 | Added in the Asset Master Register 6/06/2022 | Point | Yes | TRW |  | Parent |  | 1.1.3.2 | Hydraulic System | MCo | RTO | Pr_65_53_86 | Supply and exhaust pumps | Pr_65_53_86_86 | Suction pumps |  | No
TVW | ACTIVE | TVCS Workstation | N/A | Instrumentation & Control | Mechanical | No | No | No | Yes | Yes | LOI 3 | Reviewed by KS on 28/06/2022 |  | Point | Yes | TVS |  | Parent |  | 1.1.8 | Control Systems | Unallocated | Unallocated | Pr_70_75_15 | Computers and peripherals | Pr_70_75_15_24 | Display screen monitors |  | No
TVR | ACTIVE | Tunnel Ventilation Control System Rack | No | Instrumentation & Control | Mechanical | No | Yes | No | Yes | Yes | LOI 0 | Reviewed by Karlo Siljeg 21/03/22 | Added in the Asset Master Register 6/06/2022 | Point | Yes | TVS |  | Child |  | 1.1.7.3 | Tunnel Ventilation Control System | MCo | RTO | Pr_80_77_27 | Equipment boards, racks and supports | Pr_80_77_27_42 | IT and telecommunications equipment racks |  | No
TVP | ACTIVE | Tunnel Ventilation Transition Piece | No | Tunnel Ventilation System | Mechanical | No | Yes | No | Yes | No | LOI 0 | Reviewed by Karlo Siljeg 21/03/22 | Added in the Asset Master Register 6/06/2022 | Point | Yes | Unassigned | Tunnel Ventilation System | Child |  | 1.1.7.1 | Tunnel Ventilation | MCo | RTO | Pr_30_59_96 | Wall venting products | Pr_30_59_96_92 | Ventilation ducts |  | No
TVM | ACTIVE | TVCS Maintenance Panel | Yes | Instrumentation & Control | Mechanical | No | No | No | Yes | Yes | LOI 3 | Reviewed by Karlo Siljeg 21/03/22 | Added in the Asset Master Register 6/06/2022 | Point | Yes | TVS |  | Parent |  | 1.1.8 | Control Systems | Unallocated | Unallocated | Pr_75_50_18 | Controllers and control panels | Pr_75_50_18_17 | Control panels |  | No
TVI | ACTIVE | Tunnel Ventilation I/O Panel | Yes | Instrumentation & Control | Mechanical | Yes | Yes | Yes | Yes | Yes | LOI 2 | Reviewed by Karlo Siljeg 21/03/22 | Added in the Asset Master Register 6/06/2022 | Point | Yes | TVS |  | Parent |  | 1.1.7.3 | Tunnel Ventilation Control System | MCo | RTO | Pr_75_50_18 | Controllers and control panels | Pr_75_50_18_17 | Control panels |  | Yes
TVE | RETIRED | Tempering Valve * | N/A | Hydraulic |  | No | No | No | Yes | No | LOI 3 | Removed as per CYP-GCOR-252762 |  | Point | Yes | Unassigned |  | Child |  | 1.1.3.2 | Hydraulic System | MCo | RTO |  | Need to allocate |  |  |  | No
TVC | ACTIVE | Tunnel Ventilation Control Cabinet | Yes | Instrumentation & Control | Mechanical | Yes | Yes | Yes | Yes | Yes | LOI 2 | Reviewed by Karlo Siljeg 21/03/22 | Added in the Asset Master Register 6/06/2022 | Point | Yes | TVS |  | Parent |  | 1.1.7.3 | Tunnel Ventilation Control System | MCo | RTO | Pr_75_50_18 | Controllers and control panels | Pr_75_50_18_17 | Control panels |  | Yes
TUN | ACTIVE | Tundish | No | Hydraulic |  | Yes | No | Yes | Yes | No | LOI 3 | Reviewed by Karlo Siljeg 21/03/22 |  | Point | Yes | DWP, SDR, SDM, STW, SWM, TDR, TDM |  | Parent |  | 1.1.3.2 | Hydraulic System | MCo | RTO | Pr_65_52_61 | Pipe accessories | Pr_65_52_61_91 | Tundishes |  | Yes
TTX | ACTIVE | Temperature Transmitter | N/A | Instrumentation & Control | Varies | No | No | No | Yes | No | LOI 3 | Reviewed by KS on 06/06/2022 |  | Point | Yes | CONT |  | Parent |  | 1.1.8.1 | Building Management System | MCo | RTO/MCo | Pr_75_50_76 | Sensors and detectors |  |  |  | No
TTP | ACTIVE | Transformer Temperature Panel | N/A | Electrical Traction | Electrical | No | No | No | Yes | Yes | LOI 3 | Reviewed by KS on 06/06/2022 |  | Point | Yes | TRAC A, TRAC B, DC A, DC B |  | Parent |  | 1.1.9.2.1 | Traction Substation | RTO | RTO | Pr_75_50_18 | Controllers and control panels | Pr_75_50_18_17 | Control panels |  | No
TTD | ACTIVE | Tunnel Trackway Damper | Yes | Tunnel Ventilation System | Mechanical | Yes | Yes | Yes | Yes | No | LOI 2 | Reviewed by Karlo Siljeg 21/03/22 |  | Point | Yes | Unassigned | Tunnel Ventilation System | Parent |  | 1.1.7.1 | Tunnel Ventilation | MCo | RTO | Pr_65_65_24 | Duct dampers | Pr_65_65_24_68 | Pressure relief dampers |  | Yes
TSW | ACTIVE | Tamper Switch | N/A | Security Systems |  | No | No | No | Yes | Yes | LOI 3 | Reviewed by KS on 28/06/2022 |  | Point | Yes | SEC |  | Parent |  | 1.1.5.5.4 | Security Control System | RTO | RTO | Pr_75_80_42 | Intrusion and hold-up alarm devices and control equipment | Pr_75_80_42_67 | Protective switches |  | No
TST | ACTIVE | Train Stop | N/A | Conventional Signalling |  | No | No | No | Yes | No | LOI 3 | Reviewed by KS on 28/06/2022 |  | Point | Yes | SIGNALLING |  | Parent |  | 1.2.9 | Signalling | RTO | RTO | Pr_70_75_70 | Rail signals, indicators and controls | Pr_70_75_70_92 | Train stops |  | No
TSI | ACTIVE | Tunnel Signage | N/A | Conventional Signalling |  | No | No | No | Yes | Yes | LOI 3 | Reviewed by KS on 28/06/2022 |  | Point | Yes | SIGNALLING |  | Parent |  | 1.2.9.5.6 | Signalling Signage | RTO | RTO | Pr_40_10_77 | Signs and markers |  |  |  | No
TSD | ACTIVE | High Voltage Traction Surge Diverter | Yes | Electrical Traction | Electrical | No | No | No | Yes | Yes | LOI 3 | Reviewed by Karlo Siljeg 21/03/22 |  | Point | Yes | TRAC A, TRAC B, DC A, DC B |  | Parent |  | 1.1.9.2.1 | Traction Substation | RTO | RTO | Pr_65_72_27 | Electrical protective devices | Pr_65_72_27_88 | Transient overvoltage surge suppression devices |  | No
TRX | ACTIVE | Traction Transformer | Yes | Electrical Traction | Electrical | Yes | Yes | Yes | Yes | Yes | LOI 2 | Reviewed by Karlo Siljeg 21/03/22 |  | Point | Yes | TRAC A, TRAC B, DC A, DC B |  | Parent |  | 1.1.9.2.1 | Traction Substation | RTO | RTO | Pr_60_70_36 | High voltage switchgear and transformers |  |  |  | Yes
TRP | ACTIVE | Power Transformer | Yes | Electrical HV | Electrical | No | Yes | No | Yes | Yes | LOI 2 | Reviewed by Karlo Siljeg 21/03/22 |  | Point | Yes | POWER HV |  | Parent |  | 1.1.9.3 | Station Substation | MCo | RTO | Pr_60_70_36 | High voltage switchgear and transformers | Pr_60_70_36_30 | High voltage liquid immersed transformers |  | No
TRN | ACTIVE | Traction Inverter Transformer | Yes | Electrical Traction | Electrical | Yes | Yes | Yes | Yes | Yes | LOI 2 | Reviewed by Karlo Siljeg 21/03/22 |  | Point | Yes | TRAC A, TRAC B, DC A, DC B |  | Parent |  | 1.1.9.2.1 | Traction Substation | RTO | RTO | Pr_60_70_36 | High voltage switchgear and transformers |  |  |  | Yes
TRI | ACTIVE | Isolation Transformer | Yes | Electrical HV | Electrical | No | No | No | Yes | Yes | LOI 3 | Reviewed by Karlo Siljeg 21/03/22 |  | Point | Yes | POWER HV |  | Parent |  | 1.1.9.3 | Station Substation | MCo | RTO | Pr_65_72_27 | Electrical protective devices | Pr_65_72_27_42 | Isolation transformers |  | No
TRD | ACTIVE | Distribution Transformer | Yes | Electrical HV | Electrical | Yes | Yes | Yes | Yes | Yes | LOI 2 | Reviewed by Karlo Siljeg 21/03/22 |  | Point | Yes | POWER HV |  | Parent |  | 1.1.9.3 | Station Substation | MCo | RTO | Pr_60_70_36 | High voltage switchgear and transformers | Pr_60_70_36_24 | High voltage dry type transformers |  | Yes
TRA | ACTIVE | Trackside Radio Assembly | N/A | Data Transmission System |  | No | No | No | Yes | Yes | LOI 3 | Reviewed by KS on 28/06/2022 |  | Point | Yes | COMMS A, COMMS B |  | Parent |  | 1.1.5 | ICT/OCS | Unallocated | Unallocated | Pr_70_75_88 | Telecoms equipment | Pr_70_75_88_83 | Telecommunications system controllers |  | No
TQI | ACTIVE | High Voltage Traction Circuit Breaker, Incomer | Yes | Electrical Traction | Electrical | No | Yes | No | Yes | No | LOI 0 | Reviewed by Karlo Siljeg 21/03/22 |  | Point | Yes | TRAC A, TRAC B, DC A, DC B |  | Child |  | 1.1.9.2.1 | Traction Substation | RTO | RTO | Pr_60_70_36 | High voltage switchgear and transformers | Pr_60_70_36_12 | High voltage circuit breakers |  | No
TQF | ACTIVE | High Voltage Traction Circuit Breaker, Feeder | Yes | Electrical Traction | Electrical | No | Yes | No | Yes | No | LOI 0 | Reviewed by Karlo Siljeg 21/03/22 |  | Point | Yes | TRAC A, TRAC B, DC A, DC B |  | Child |  | 1.1.9.2.1 | Traction Substation | RTO | RTO | Pr_60_70_36 | High voltage switchgear and transformers | Pr_60_70_36_12 | High voltage circuit breakers |  | No
TPW | ACTIVE | TPWS | N/A | Conventional Signalling |  | No | No | No | Yes | No | LOI 3 | Reviewed by KS on 28/06/2022 |  | Point | Yes | SIGNALLING |  | Parent |  | 1.2.9 | Signalling | RTO | RTO |  | Need to allocate |  |  |  | No
TPP | ACTIVE | High Voltage Traction Protection Panel | Yes | Electrical Traction | Electrical | No | No | No | Yes | Yes | LOI 3 | Reviewed by Karlo Siljeg 21/03/22 |  | Point | Yes | TRAC A, TRAC B, DC A, DC B |  | Parent |  | 1.1.9.2.1 | Traction Substation | RTO | RTO | Pr_60_70_36 | High voltage switchgear and transformers | Pr_60_70_36_83 | High voltage switchgear protection and control modules |  | No
TPM | ACTIVE | Power Monitor (Traction) | No | Instrumentation & Control |  | No | No | No | Yes | Yes | LOI 3 | Reviewed by Karlo Siljeg 21/03/22 |  | Point | Yes | CONT |  | Parent |  | 1.1.8 | Control Systems | Unallocated | Unallocated | Pr_75_75_15 | Computers and peripherals | Pr_75_75_15_24 | Display screen monitors |  | No
TPL | ACTIVE | Tunnel Water Treatment Plant | No | Hydraulic |  | No | Yes | No | Yes | Yes | LOI 2 | Reviewed by Karlo Siljeg 21/03/22 | Added in the Asset Master Register 6/06/2022 | Point | Yes | TDR |  | Parent |  | 1.1.3.2 | Hydraulic System | MCo | RTO | Pr_60_45 | Water filtration and treatment products |  |  |  | No
TPE | ACTIVE | High Voltage Traction Protection Relay | Yes | Electrical Traction | Electrical | No | Yes | No | Yes | No | LOI 0 | Reviewed by Karlo Siljeg 21/03/22 |  | Point | Yes | TRAC A, TRAC B, DC A, DC B |  | Child |  | 1.1.9.2.1 | Traction Substation | RTO | RTO | Pr_75_50_50 | Measuring and monitoring relays |  |  |  | No
TMV | ACTIVE | Thermostatic mixing valve | Yes | Hydraulic |  | Yes | Yes | Yes | Yes | No | LOI 2 | Reviewed by Karlo Siljeg 21/03/22 |  | Point | Yes | DCW |  | Parent |  | 1.1.3.2 | Hydraulic System | MCo | RTO | Pr_65_54_95 | Water services valves | Pr_65_54_95_88 | Thermostatic mixing valves |  | Yes
TMP | ACTIVE | High Voltage Traction Metering Panel | Yes | Electrical Traction | Electrical | No | No | No | Yes | Yes | LOI 3 | Reviewed by Karlo Siljeg 21/03/22 |  | Point | Yes | TRAC A, TRAC B, DC A, DC B |  | Parent |  | 1.1.9.2.1 | Traction Substation | RTO | RTO | Pr_65_72_43 | Power conditioning equipment | Pr_65_72_43_96 | Voltage transformers |  | No
TMA | ACTIVE | Signal Tilt Mast | N/A | Conventional Signalling |  | No | No | No | Yes | No | LOI 3 | Reviewed by KS on 28/06/2022 |  | Point | Yes | SIGNALLING |  | Parent |  | 1.2.9 | Signalling | RTO | RTO |  | Need to allocate |  |  |  | No
TLM | ACTIVE | Telemetry Rack | N/A | Data Transmission System |  | No | No | No | Yes | Yes | LOI 3 | Reviewed by KS on 28/06/2022 |  | Point | Yes | SIGNALLING |  | Parent |  | 1.1.5 | ICT/OCS | Unallocated | Unallocated | Pr_80_77_27 | Equipment boards, racks and supports | Pr_80_77_27_42 | IT and telecommunications equipment racks |  | No
TJB | ACTIVE | Telecommunication Junction Box | Yes | Electrical LV | Electrical | No | No | No | Yes | No | LOI 3 | Reviewed by Karlo Siljeg 21/03/22 |  | Point | Yes | Power LV |  | Parent |  | 1.1.9.3.1 | LV Power | MCo | RTO | Pr_80_77_28 | Equipment enclosures, cabinets, boxes and housings | Pr_80_77_28_08 | Cable junction boxes |  | No
TIS | ACTIVE | High Voltage Traction Isolator | Yes | Electrical Traction | Electrical | No | No | No | Yes | No | LOI 3 | Reviewed by Karlo Siljeg 21/03/22 |  | Point | Yes | TRAC A, TRAC B, DC A, DC B |  | Parent |  | 1.1.9.2.1 | Traction Substation | RTO | RTO | Pr_60_70_36 | High voltage switchgear and transformers | Pr_60_70_36_80 | High voltage switch-disconnectors |  | No
TIN | ACTIVE | Tunnel Indication (Safe to enter markers) | N/A | Conventional Signalling |  | No | No | No | Yes | No | LOI 3 | Reviewed by KS on 28/06/2022 |  | Point | Yes | SIGNALLING |  | Parent |  | 1.2.9 | Signalling | RTO | RTO |  | Need to allocate |  |  |  | No
TIA | ACTIVE | Tunnel Intruder Alarm | N/A | Security Systems |  | No | No | No | Yes | No | LOI 3 | Reviewed by KS on 28/06/2022 |  | Point | Yes | SEC |  | Parent |  | 1.1.5.5.4 | Security Control System | RTO | RTO | Pr_75_80 | Protection and security control products | Pr_75_80_42 | Intrusion and hold-up alarm devices and control equipment |  | No
THS | ACTIVE | High Voltage Traction Switchboard | Yes | Electrical Traction | Electrical | Yes | Yes | Yes | Yes | Yes | LOI 2 | Reviewed by Karlo Siljeg 21/03/22 |  | Point | Yes | TRAC A, TRAC B, DC A, DC B |  | Parent |  | 1.1.9.2.1 | Traction Substation | RTO | RTO | Pr_60_70_36 | High voltage switchgear and transformers | Pr_60_70_36_53 | High voltage modular switchboards |  | Yes
TGO | ACTIVE | Tunnel General Purpose Outlet | Yes | Electrical LV | Electrical | Yes | Yes | Yes | Yes | No | LOI 2 | Reviewed by Karlo Siljeg 21/03/22 |  | Point | Yes | Power LV |  | Parent |  | 1.1.9.3.1 | LV Power | MCo | RTO | Pr_65_72_97 | Wiring accessories | Pr_65_72_97_84 | Standard socket outlets |  | Yes
TGL | ACTIVE | Tunnel General Light | Yes | Electrical LV | Electrical | Yes | Yes | Yes | Yes | No | LOI 2 | Reviewed by Karlo Siljeg 21/03/22 |  | Point | Yes | Power LV |  | Parent |  | 1.1.6.1 | Tunnel Lighting | RTO | RTO | Pr_70_70_48 | Luminaires, lighting track and lighting accessories |  |  |  | Yes
TFN | ACTIVE | Tunnel Vent Fan | Yes | Tunnel Ventilation System | Mechanical | Yes | Yes | Yes | Yes | Yes | LOI 2 | Reviewed by Karlo Siljeg 21/03/22 |  | Point | Yes | OTE | Tunnel Ventilation System | Parent |  | 1.1.7.1 | Tunnel Ventilation | MCo | RTO | Pr_65_67_29 | Fans | Pr_65_67_29_05 | Axial flow fans |  | Yes
TFD | ACTIVE | Tunnel Fan Damper | Yes | Tunnel Ventilation System | Mechanical | Yes | Yes | Yes | Yes | No | LOI 2 | Reviewed by Karlo Siljeg 21/03/22 |  | Point | Yes | OTE | Tunnel Ventilation System | Parent |  | 1.1.7.1 | Tunnel Ventilation | MCo | RTO | Pr_65_65_24 | Duct dampers | Pr_65_65_24_68 | Pressure relief dampers |  | Yes
TEX | ACTIVE | Temperature Sensor | Yes | Instrumentation & Control | Varies | Yes | Yes | Yes | Yes | No | LOI 2 | Reviewed by Karlo Siljeg 21/03/22 |  | Point | Yes | CONT |  | Child |  | 1.1.8.1 | Building Management System | MCo | RTO/MCo | Pr_75_50_76 | Sensors and detectors | Pr_75_50_76_73 | Room temperature sensors | LOI Category Updated to suite Model Active Types | Yes
TEV | ACTIVE | Tempering Valve | Yes | Hydraulic |  | Yes | Yes | Yes | Yes | No | LOI 2 | Reviewed by Karlo Siljeg 21/03/22 |  | Point | Yes | DCW |  | Parent |  | 1.1.3.2 | Hydraulic System | MCo | RTO | Pr_65_54_95 | Water services valves | Pr_65_54_95_87 | Tempering valves | LOI Category Updated to suite Model Active Types | Yes
TES | ACTIVE | Traction Earth Switch | Yes | Electrical Traction | Electrical | No | Yes | No | Yes | No | LOI 0 | Reviewed by Karlo Siljeg 21/03/22 |  | Point | Yes | TRAC A, TRAC B, DC A, DC B |  | Child |  | 1.1.9.2 | Traction Power | RTO | RTO | Pr_60_70_36 | High voltage switchgear and transformers | Pr_60_70_36_26 | High voltage earthing switches |  | No
TER | ACTIVE | Telephone System Equipment Rack | Yes | Telecommunication |  | No | No | No | Yes | Yes | LOI 3 | Reviewed by Karlo Siljeg 21/03/22 |  | Point | Yes | CONT |  | Parent |  | 1.1.5 | ICT/OCS | Unallocated | Unallocated | Pr_80_77_27 | Equipment boards, racks and supports | Pr_80_77_27_42 | IT and telecommunications equipment racks |  | No
TEP | ACTIVE | Tunnel Drainage Pump | Yes | Hydraulic |  | Yes | Yes | Yes | Yes | Yes | LOI 2 | Reviewed by Karlo Siljeg 21/03/22 |  | Point | Yes | TDR |  | Parent |  | 1.1.3.2 | Hydraulic System | MCo | RTO | Pr_65_53_86 | Supply and exhaust pumps | Pr_65_53_86_86 | Suction pumps |  | Yes
TEL | ACTIVE | Tunnel Emergency Light | Yes | Electrical LV | Electrical | Yes | Yes | Yes | Yes | No | LOI 2 | Reviewed by Karlo Siljeg 21/03/22 |  | Point | Yes | Power LV |  | Parent |  | 1.1.8.2 | Emergency Management System | RTO | RTO | Pr_70_70_48 | Luminaires, lighting track and lighting accessories |  |  |  | Yes
TEF | ACTIVE | Toilet Exhaust Fan | Yes | Mechanical |  | Yes | Yes | Yes | Yes | No | LOI 2 | Reviewed by Karlo Siljeg 21/03/22 |  | Point | Yes | TOE |  | Parent |  | 1.1.3.3.2 | MVAC | MCo | RTO | Pr_65_67_29 | Fans | Pr_65_67_29_05 | Axial flow fans |  | Yes
TED | ACTIVE | Tunnel Emergency Lighting Distribution Board | Yes | Electrical LV | Electrical | Yes | No | Yes | Yes | Yes | LOI 3 | Reviewed by Karlo Siljeg 21/03/22 |  | Point | Yes | Power LV |  | Parent |  | 1.1.8.2 | Emergency Management System | RTO | RTO | Pr_60_70_22 | Distribution boxes and switchboards | Pr_60_70_22_22 | Distribution boards |  | Yes
TEB | ACTIVE | High Voltage Traction Earth Bar | Yes | Electrical Traction | Electrical | Yes | Yes | Yes | Yes | No | LOI 2 | Reviewed by Karlo Siljeg 21/03/22 |  | Point | Yes | TRAC A, TRAC B, DC A, DC B |  | Parent |  | 1.1.9.5 | Earthing And Bonding | RTO | RTO | Pr_65_70_46 | Lightning protection and earthing components | Pr_65_70_46_24 | Earth bars |  | Yes
TDU | ACTIVE | Thyristor Drainage Unit | Yes | Electrical Traction | Electrical | Yes | Yes | Yes | Yes | No | LOI 2 | Reviewed by Karlo Siljeg 21/03/22 |  | Point | Yes | TRAC A, TRAC B, DC A, DC B |  | Parent |  | 1.1.9.2 | Traction Power | RTO | RTO | Pr_65_72_27 | Electrical protective devices
TDB | ACTIVE | Tunnel Essential Distribution Board | Yes | Electrical LV | Electrical | No | No | No | Yes | Yes | LOI 3 | Reviewed by Karlo Siljeg 21/03/22 |  | Point | Yes | Power LV |  | Parent |  | 1.1.9.3.1 | LV Power | MCo | RTO | Pr_60_70_22 | Distribution boxes and switchboards | Pr_60_70_22_22 | Distribution boards
TCI | ACTIVE | Traction Cable Indicator | Yes | Electrical Traction | Electrical | No | No | No | Yes | Yes | LOI 3 | Reviewed by Karlo Siljeg 21/03/22 |  | Point | Yes | TRAC A, TRAC B, DC A, DC B |  | Parent |  | 1.1.9.2 | Traction Power | RTO | RTO |  | Need to allocate
TCD | ACTIVE | Tunnel Critical Distribution Board | Yes | Electrical LV | Electrical | Yes | Yes | Yes | Yes | Yes | LOI 2 | Reviewed by Karlo Siljeg 21/03/22 |  | Point | Yes | Power LV |  | Parent |  | 1.1.9.3.1 | LV Power | MCo | RTO | Pr_60_70_22 | Distribution boxes and switchboards | Pr_60_70_22_22 | Distribution boards
TCC | ACTIVE | Telecommunications Cabinet | N/A | Telecommunication |  | Yes | Yes | Yes | Yes | Yes | LOI 2 | Reviewed by KS on 28/06/2022 |  | Point | Yes | CONT |  | Parent |  | 1.1.5 | ICT/OCS | Unallocated | Unallocated | Pr_80_77_28 | Equipment enclosures, cabinets, boxes and housings | Pr_80_77_28_21 | Data equipment cabinets
TCB | ACTIVE | High Voltage Traction Circuit Breaker | Yes | Electrical Traction | Electrical | No | No | No | Yes | No | LOI 3 | Reviewed by Karlo Siljeg 21/03/22 |  | Point | Yes | TRAC A, TRAC B, DC A, DC B |  | Child |  | 1.1.9.2 | Traction Power | RTO | RTO | Pr_60_70_36 | High voltage switchgear and transformers | Pr_60_70_36_12 | High voltage circuit breakers
TBT | ACTIVE | High Voltage Traction Bus Tie | No | Electrical Traction | Electrical | No | Yes | No | Yes | No | LOI 0 | Reviewed by Karlo Siljeg 21/03/22 |  | Point | Yes | TRAC A, TRAC B, DC A, DC B |  | Parent |  | 1.1.9.2 | Traction Power | RTO | RTO | Pr_60_70_36 | High voltage switchgear and transformers | Pr_60_70_36_82 | High voltage switches
SWT | ACTIVE | Stormwater Tank | Yes | Hydraulic |  | Yes | Yes | Yes | Yes | Yes | LOI 2 | Reviewed by Karlo Siljeg 21/03/22 |  | Point | Yes | STW |  | Parent |  | 1.1.3.2 | Hydraulic System | MCo | RTO | Pr_60_50_96 | Water tanks and cisterns | Pr_60_50_96_20 | Cylindrical tanks
SWI | ACTIVE | Run/Stop Switch | N/A | Instrumentation & Control |  | No | No | No | Yes | No | LOI 3 | Reviewed by KS on 06/06/2022 |  | Point | Yes | CONT |  | Parent |  | 1.1.8 | Control Systems | Unallocated | Unallocated | Pr_75_51_17 | Control circuit devices and timeswitches | Pr_75_51_17_75 | Safety limit switches
SVL | ACTIVE | Sheath Voltage Limiter | N/A | Electrical HV | Electrical | No | No | No | Yes | Yes | LOI 3 | Reviewed by KS on 26/07/2022 |  | Point | Yes | POWER HV |  | Parent |  | 1.1.9.3 | Station Substation | MCo | RTO | Pr_65_70_12 | Cable protection products
STS | ACTIVE | Static Transfer Switch | Yes | Electrical LV | Electrical | No | No | No | Yes | No | LOI 3 | Reviewed by Karlo Siljeg 21/03/22 |  | Point | Yes | Power LV |  | Child |  | 1.1.9.3.1 | LV Power | MCo | RTO | Pr_60_70_48 | Low voltage switchgear | Pr_60_70_48_11 | Changeover switches
STR | ACTIVE | Strainer | Yes | Hydraulic |  | No | Yes | No | Yes | No | LOI 0 | Reviewed by Karlo Siljeg 21/03/22 |  | Point | Yes | DCW |  | Parent |  | 1.1.3.2 | Hydraulic System | MCo | RTO | Pr_65_57_96 | Water filters and strainers | Pr_65_57_96_04 | Angle water strainers
STP | ACTIVE | Stormwater Pump | Yes | Hydraulic |  | No | Yes | No | Yes | Yes | LOI 2 | Reviewed by Karlo Siljeg 21/03/22 |  | Point | Yes | STW |  | Parent |  | 1.1.3.2 | Hydraulic System | MCo | RTO | Pr_65_53_86 | Supply and exhaust pumps | Pr_65_53_86_86 | Suction pumps
STF | ACTIVE | Fire Red Strobe | Yes | Fire |  | Yes | Yes | Yes | Yes | No | LOI 2 | Reviewed by Karlo Siljeg 21/03/22 |  | Point | Yes | FTH, FHS |  | Parent |  | 1.1.8.2 | Emergency Management System | RTO | RTO | Pr_70_75_94 | Visual and audible indicators | Pr_70_75_94_29 | Flashing filament warning beacons
STB | ACTIVE | Strobe | Yes | Electrical LV | Electrical | No | No | No | Yes | No | LOI 3 | Reviewed by Karlo Siljeg 21/03/22 |  | Point | Yes | Power LV |  | Parent |  | 1.1.8.2 | Emergency Management System | RTO | RTO | Pr_70_75_94 | Visual and audible indicators | Pr_70_75_94_29 | Flashing filament warning beacons
SSX | ACTIVE | TVS Shaft Sensor | Yes | Instrumentation & Control | Mechanical | No | Yes | No | Yes | No | LOI 0 | Reviewed by Karlo Siljeg 21/03/22 |  | Point | Yes | TVS |  | Parent |  | 1.1.8.1 | Building Management System | MCo | RTO/MCo | Pr_75_50_76 | Sensors and detectors | Pr_75_50_76_03 | Air temperature sensors
SSW | ACTIVE | Station Staff Workstation | N/A | Telecommunication |  | No | No | No | Yes | Yes | LOI 3 | Reviewed by KS on 28/06/2022 |  | Point | Yes | CONT |  | Parent |  | 1.1.5 | ICT/OCS | Unallocated | Unallocated | Pr_70_75_15 | Computers and peripherals | Pr_70_75_15_24 | Display screen monitors
SSP | ACTIVE | Sextuple Suction Point | Yes | Fire |  | Yes | Yes | Yes | Yes | Yes | LOI 2 | Reviewed by Karlo Siljeg 21/03/22 |  | Point | Yes | FTH, FHS |  | Parent |  | 1.1.8.2.2 | Fire Protection | RTO | RTO | Pr_65_53_86 | Supply and exhaust pumps | Pr_65_53_86_86 | Suction pumps
SSO | ACTIVE | Solid State Interlocking Object Controller | N/A | Conventional Signalling |  | No | No | No | Yes | No | LOI 3 | Reviewed by KS on 28/06/2022 |  | Point | Yes | SIGNALLING |  | Parent |  | 1.2.9 | Signalling | RTO | RTO |  | Need to allocate
SSL | ACTIVE | Safety and Security Light | Yes | Electrical LV | Electrical | No | No | No | Yes | No | LOI 3 | Reviewed by Karlo Siljeg 21/03/22 |  | Point | Yes | Power LV |  | Parent |  | 1.1.8.2 | Emergency Management System | RTO | RTO | Pr_70_70_48 | Luminaires, lighting track and lighting accessories
SSI | ACTIVE | Solid State Interlocking | N/A | Conventional Signalling |  | No | No | No | Yes | No | LOI 3 | Reviewed by KS on 28/06/2022 |  | Point | Yes | SIGNALLING |  | Parent |  | 1.2.9 | Signalling | RTO | RTO |  | Need to allocate
SRV | ACTIVE | Server | Yes | Instrumentation & Control | Varies | Yes | Yes | Yes | Yes | Yes | LOI 2 | Reviewed by Karlo Siljeg 21/03/22 |  | Point | Yes | CONT |  | Parent/Child |  | 1.1.8 | Control Systems | Unallocated | Unallocated | Pr_75_75_15 | Computers and peripherals | Pr_75_75_15_80 | Servers
SRT | ASSET HIVE ONLY | Sprinkler Pressure Test | N/A | Fire |  | No | No | No | No | No | LOI 1 | Asset code using for testing | Used for Asset Hive | Dummy | Yes | N/A |  | Parent |  | 1.1.8.2.2 | Fire Protection | RTO | RTO | N/A | N/A | N/A | N/A
SRS | ACTIVE | Synchronous Transfer Switch | Yes | Electrical LV | Electrical | No | No | No | Yes | No | LOI 3 | Reviewed by Karlo Siljeg 21/03/22 |  | Point | Yes | Power LV |  | Child |  | 1.1.9.3.1 | LV Power | MCo | RTO | Pr_60_70_48 | Low voltage switchgear | Pr_60_70_48_11 | Changeover switches
SPT | ACTIVE | Signal Post Telephone | N/A | Rail Control Systems |  | No | No | No | Yes | Yes | LOI 3 | Reviewed by KS on 28/06/2022 |  | Point | Yes | Unassigned |  | Parent |  | 1.1.8 | Control Systems | Unallocated | Unallocated |  | Need to allocate
SPP | ACTIVE | Sewer Pump | Yes | Hydraulic |  | Yes | Yes | Yes | Yes | Yes | LOI 2 | Reviewed by Karlo Siljeg 21/03/22 |  | Point | Yes | STP |  | Parent |  | 1.1.3.2 | Hydraulic System | MCo | RTO | Pr_65_53_86 | Supply and exhaust pumps | Pr_65_53_86_86 | Suction pumps
SPO | ACTIVE | Siphonic Roof Outlet | No | Hydraulic |  | No | No | No | Yes | No | LOI 3 | Reviewed by Karlo Siljeg 21/03/22 |  | Point | Yes | SOP |  | Parent |  | 1.1.3.2 | Hydraulic System | MCo | RTO | Pr_65_50_35 | Gutters and accessories | Pr_65_50_35_81 | Siphonic rainwater outlets
SPL | ACTIVE | Stormwater Treatment Plant | Yes | Hydraulic |  | Yes | Yes | Yes | Yes | Yes | LOI 2 | Reviewed by Karlo Siljeg 21/03/22 |  | Point | Yes | STW |  | Parent |  | 1.1.3.2 | Hydraulic System | MCo | RTO | Pr_60_45 | Water filtration and treatment products
SPK | ACTIVE | PA Speaker | N/A | Telecommunication |  | No | No | No | Yes | No | LOI 3 | Reviewed by KS on 28/06/2022 |  | Point | Yes | CONT |  | Parent |  | 1.1.5 | ICT/OCS | Unallocated | Unallocated | Pr_75_75_94 | Voice alarm and emergency voice communication equipment | Pr_75_75_94_37 | Horn voice alarm loudspeakers
SPF | ACTIVE | Stair Pressurisation Fan | Yes | Mechanical |  | Yes | Yes | Yes | Yes | No | LOI 2 | Reviewed by Karlo Siljeg 21/03/22 |  | Point | Yes | STP |  | Parent |  | 1.1.3.3.3 | Stair Pressurisation | MCo | RTO | Pr_65_67_29 | Fans | Pr_65_67_29_12 | Centrifugal fans
SPE | ACTIVE | Smoke Detector - Photoelectric | Yes | Fire |  | Yes | Yes | Yes | Yes | No | LOI 2 | Reviewed by Karlo Siljeg 21/03/22 |  | Point | Yes | FTH, FHS, GSU |  | Parent |  | 1.1.8.2.1 | Fire Detection | RTO | RTO | Pr_75_75_30 | Fire alarm detection devices and control equipment | Pr_75_75_30_59 | Optical beam smoke detectors
SPD | ACTIVE | Stair Pressurisation Distribution Board | Yes | Electrical LV | Electrical | No | No | No | Yes | Yes | LOI 3 | Reviewed by Karlo Siljeg 21/03/22 |  | Point | Yes | Power LV |  | Parent |  | 1.1.9.3.1 | LV Power | MCo | RTO | Pr_60_70_22 | Distribution boxes and switchboards | Pr_60_70_22_22 | Distribution boards
SOL | ACTIVE | Solenoid | Yes | Hydraulic |  | No | No | No | Yes | No | LOI 3 | Reviewed by Karlo Siljeg 21/03/22 |  | Point | Yes | Unassigned |  | Child |  | 1.1.3.2 | Hydraulic System | MCo | RTO | Pr_75_50_18 | Controllers and control panels | Pr_75_50_18_94 | Valve actuators
SND | ACTIVE | Saccardo Nozzle Damper | Yes | Tunnel Ventilation System | Mechanical | Yes | Yes | Yes | Yes | No | LOI 2 | Reviewed by Karlo Siljeg 21/03/22 |  | Point | Yes | Unassigned | Tunnel Ventilation System | Parent |  | 1.1.7.1 | Tunnel Ventilation | MCo | RTO | Pr_65_65_24 | Duct dampers | Pr_65_65_24_68 | Pressure relief dampers
SMS | ACTIVE | Site Master Switch | N/A | Telecommunication |  | Yes | No | Yes | Yes | Yes | LOI 3 | Reviewed by KS on 28/06/2022 |  | Point | Yes | CONT |  | Parent |  | 1.1.9.3.1 | LV Power | MCo | RTO | Pr_60_70_48 | Low-voltage switchgear | Pr_60_70_48_88 | Transfer switching equipment (TSE)
SMP | ACTIVE | Security Master Panel | N/A | Security Systems |  | No | No | No | Yes | Yes | LOI 3 | Reviewed by KS on 28/06/2022 |  | Point | Yes | SEC |  | Parent |  | 1.1.5.5.4 | Security Control System | RTO | RTO | Pr_75_80 | Protection and security control products | Pr_75_80_42 | Intrusion and hold-up alarm devices and control equipment
SMO | ACTIVE | Smartlock Object Controller Rack | N/A | Conventional Signalling |  | No | No | No | Yes | Yes | LOI 3 | Reviewed by KS on 28/06/2022 |  | Point | Yes | SEC |  | Parent |  | 1.2.9 | Signalling | RTO | RTO | Pr_80_77_27 | Equipment boards, racks and supports | Pr_80_77_27_42 | IT and telecommunications equipment racks
SML | ACTIVE | Smartlock Rack | N/A | Conventional Signalling |  | No | No | No | Yes | Yes | LOI 3 | Reviewed by KS on 28/06/2022 |  | Point | Yes | SEC |  | Parent |  | 1.2.9 | Signalling | RTO | RTO | Pr_80_77_27 | Equipment boards, racks and supports | Pr_80_77_27_42 | IT and telecommunications equipment racks
SMK | ACTIVE | Smoke Detector | N/A | Fire |  | No | No | No | Yes | No | LOI 3 | Reviewed by KS on 28/06/2022 |  | Point | Yes | FTH, FHS, GSU |  | Parent |  | 1.1.5 | ICT/OCS | Unallocated | Unallocated | Pr_75_80_30 | Fire detection and alarm devices and control equipment | Pr_75_80_30_65 | Point smoke detectors
SMD | ACTIVE | Motorised Smoke Damper | Yes | Mechanical |  | Yes | Yes | Yes | Yes | No | LOI 2 | Reviewed by Karlo Siljeg 21/03/22 |  | Point | Yes | SME |  | Child |  | 1.1.8.2.2 | Fire Protection | RTO | RTO | Pr_65_65_24 | Duct dampers
SMA | ACTIVE | Signal Mast | N/A | Conventional Signalling |  | No | No | No | Yes | No | LOI 3 | Reviewed by KS on 28/06/2022 |  | Point | Yes | SIGNALLING |  | Parent |  | 1.2.9 | Signalling | RTO | RTO |  | Need to allocate
SLV | ACTIVE | Solenoid Valve | N/A | Hydraulic |  | Yes | Yes | Yes | Yes | No | LOI 2 | Reviewed by Karlo Siljeg 06/06/2022 |  | Point | Yes | OVF, SRM, SDR, SDM, STW, TDW, TDR, TDM, WRM, TRW |  | Parent |  | 1.1.3.2 | Hydraulic System | MCo | RTO | Pr_65_54_94 | Water supply valves | Pr_65_54_94_87 | Solenoid operated valves
SJP | ACTIVE | Sprinkler Jacking Pump | Yes | Fire |  | No | Yes | No | Yes | Yes | LOI 2 | Reviewed by Karlo Siljeg 21/03/22 |  | Point | Yes | FSP |  | Parent |  | 1.1.8.2.2 | Fire Protection | RTO | RTO | Pr_65_53_86 | Supply and exhaust pumps
SIP | ACTIVE | Sub Fire Panel | Yes | Fire |  | Yes | Yes | Yes | Yes | Yes | LOI 2 | Reviewed by Karlo Siljeg 21/03/22 |  | Point | Yes | FTH, FHS, GSU |  | Parent |  | 1.1.8.2.2 | Fire Protection | RTO | RTO | Pr_75_75_30 | Fire alarm detection devices and control equipment | Pr_75_75_30_29 | Fire alarm panels
SIO | ACTIVE | System Inoperative | Yes | Fire |  | Yes | Yes | Yes | Yes | No | LOI 2 | Reviewed by Karlo Siljeg 21/03/22 |  | Point | Yes | FTH, FHS, GSU |  | Parent |  | 1.1.8.2.2 | Fire Protection | RTO | RTO | Pr_40_10_77 | Signs and markers | Pr_40_10_77_76 | Safety signs
SHS | ACTIVE | Sprinkler Head - Side | No | Fire |  | Yes | No | Yes | Yes | No | LOI 3 | Reviewed by Karlo Siljeg 21/03/22 |  | Point | Yes | FSP |  | Parent |  | 1.1.8.2.2 | Fire Protection | RTO | RTO | Pr_70_55_33 | Gas and foam nozzles and sprinklers
SHP | ACTIVE | Sprinkler Head Pendant |  | Fire |  | Yes | No | Yes | Yes | No | LOI 3 | Added as part of CYP-GCOR-252762 |  | Point | Yes | FSP |  | Parent |  | 1.1.8.2.2 | Fire Protection | RTO | RTO | Pr_70_55_33 | Gas and foam nozzles and sprinklers
SHO | ACTIVE | Sprinkler Head - Open | Yes | Fire |  | No | No | No | Yes | No | LOI 3 | Reviewed by Karlo Siljeg 21/03/22 |  | Point | Yes | FSP |  | Parent |  | 1.1.8.2.2 | Fire Protection | RTO | RTO | Pr_70_55_33 | Gas and foam nozzles and sprinklers
SHF | RETIRED | Sprinkler Head - Flush mount | Yes | Fire |  | Yes | No | Yes | Yes | No | LOI 3 | Reviewed by Karlo Siljeg 21/03/22, Retired after subcon review 25/05/2023 |  | Point | Yes | FSP |  | Parent |  | 1.1.8.2.2 | Fire Protection | RTO | RTO | Pr_70_55_33 | Gas and foam nozzles and sprinklers
SHE | ACTIVE | Sprinkler Head Exposed |  | Fire |  | Yes | No | Yes | Yes | No | LOI 3 | Added as part of CYP-GCOR-252762 |  | Point | Yes | FSP |  | Parent |  | 1.1.8.2.2 | Fire Protection | RTO | RTO | Pr_70_55_33 | Gas and foam nozzles and sprinklers
SHC | ACTIVE | Sprinkler Head Concealed |  | Fire |  | Yes | No | Yes | Yes | No | LOI 3 | Added as part of CYP-GCOR-252762 |  | Point | Yes | FSP |  | Parent |  | 1.1.8.2.2 | Fire Protection | RTO | RTO | Pr_70_55_33 | Gas and foam nozzles and sprinklers
SFT | ACTIVE | Switchboard Flow Tap | N/A | Electrical HV | Electrical | No | Yes | No | Yes | No | LOI 0 | Reviewed by KS on 28/06/2022 |  | Point | Yes | POWER HV |  | Child |  | 1.1.9.3.1 | LV Power | MCo | RTO | Pr_65_72_27 | Electrical protective devices | N/A | N/A
SFP | ACTIVE | Small Form Factor Pluggable | Yes | Instrumentation & Control |  | No | No | No | Yes | No | LOI 3 | Reviewed by Karlo Siljeg 21/03/22 |  | Point | Yes | CONT |  | Parent |  | 1.1.8 | Control Systems | Unallocated | Unallocated | Pr_70_75_04 | Audio, data and visual outlet plates and controllers
SFL | ACTIVE | Switchboard Leak Detection | N/A | Electrical HV |  | No | Yes | No | Yes | No | LOI 0 | Reviewed by KS on 28/06/2022 |  | Point | Yes | POWER HV |  | Child |  | 1.1.9.3.1 | LV Power | MCo | RTO | Pr_65_72_27 | Electrical protective devices | Pr_65_72_27_26 | Earth continuity monitors
SFD | ACTIVE | Motorised Smoke-Fire Damper | Yes | Mechanical |  | Yes | Yes | Yes | Yes | No | LOI 2 | Reviewed by Karlo Siljeg 21/03/22 |  | Point | Yes | SME |  | Child |  | 1.1.3.3 | Mechanical Systems | MCo | RTO | Pr_65_65_24 | Duct dampers
SEP | ACTIVE | SEPAC Phone | Yes | Telecommunication |  | No | No | No | Yes | Yes | LOI 3 | Reviewed by Karlo Siljeg 21/03/22 |  | Point | Yes | CONT |  | Parent |  | 1.1.5 | ICT/OCS | Unallocated | Unallocated | Pr_70_75_88 | Telecoms equipment | Pr_70_75_88_03 | Analogue telephone handsets
SEN | ACTIVE | Sensor | Yes | Instrumentation & Control | Varies | No | Yes | No | Yes | No | LOI 0 | Reviewed by Karlo Siljeg 21/03/22 |  | Point | Yes | CONT |  | Parent |  | 1.1.8.1 | Building Management System | MCo | RTO/MCo | Pr_75_50_76 | Sensors and detectors | N/A | N/A
SEF | ACTIVE | Sewer Exhaust Fan | Yes | Mechanical |  | Yes | Yes | Yes | Yes | No | LOI 2 | Reviewed by Karlo Siljeg 21/03/22 |  | Point | Yes | SWE |  | Parent |  | 1.1.8.1 | Building Management System | MCo | RTO/MCo | Pr_65_67_29 | Fans | Pr_65_67_29_05 | Axial flow fans
SED | ACTIVE | Surge Diverter | Yes | Electrical LV | Electrical | No | Yes | No | Yes | Yes | LOI 0 | Reviewed by Karlo Siljeg 21/03/22 |  | Point | Yes | Power LV |  | Child |  | 1.1.9.3.1 | LV Power | MCo | RTO | Pr_65_72_27 | Electrical protective devices | Pr_65_72_27_88 | Transient overvoltage surge suppression devices
SDP | ACTIVE | Station Drainage Pump | Yes | Hydraulic |  | Yes | Yes | Yes | Yes | Yes | LOI 2 | Reviewed by Karlo Siljeg 21/03/22 |  | Point | Yes | SDR |  | Parent |  | 1.1.3.2 | Hydraulic System | MCo | RTO | Pr_65_53_86 | Supply and exhaust pumps | Pr_65_53_86_86 | Suction pumps
SDN | ACTIVE | Saccardo Nozzle | Yes | Tunnel Ventilation System | Mechanical | No | No | No | Yes | No | LOI 3 | Reviewed by Karlo Siljeg 21/03/22 |  | Point | Yes | Unassigned | Tunnel Ventilation System | Parent |  | 1.1.7.1 | Tunnel Ventilation | MCo | RTO |  | Need to allocate
SDB | ACTIVE | Sewer Pump Distribution Board | Yes | Electrical LV | Electrical | No | No | No | Yes | Yes | LOI 3 | Reviewed by Karlo Siljeg 21/03/22 |  | Point | Yes | Power LV |  | Parent |  | 1.1.9.3.1 | LV Power | MCo | RTO | Pr_60_70_22 | Distribution boxes and switchboards | Pr_60_70_22_22 | Distribution boards
SCV | ACTIVE | Sprinkler Check Valve | Yes | Fire |  | Yes | Yes | Yes | Yes | Yes | LOI 2 | Reviewed by Karlo Siljeg 21/03/22 |  | Point | Yes | FSP |  | Parent |  | 1.1.8.2.2 | Fire Protection | RTO | RTO | Pr_65_54_30 | Firefighting valves and devices
SCN | ACTIVE | Saccardo ejector | N/A | Tunnel Ventilation System | Mechanical | Yes | Yes | Yes | Yes | No | LOI 2 | Reviewed by KS on 28/06/2022 |  | Point | Yes | Unassigned | Tunnel Ventilation System | Parent |  | 1.1.7.1 | Tunnel Ventilation | MCo | RTO |  | Need to allocate
SCB | ACTIVE | Security Cabinet | N/A | Security Systems |  | Yes | Yes | Yes | Yes | Yes | LOI 2 | Reviewed by KS on 28/06/2022 |  | Point | Yes | SEC |  | Parent |  | 1.1.5.5.4 | Security Control System | RTO | RTO | Pr_80_77_28 | Equipment enclosures, cabinets, boxes and housings | Pr_80_77_28_70 | Rack cabinets
SCA | ACTIVE | SCADA Equipment Rack | Yes | Instrumentation & Control |  | No | No | No | Yes | Yes | LOI 3 | Reviewed by Karlo Siljeg 21/03/22 |  | Point | Yes | CONT |  | Parent |  | 1.1.9.6 | Hv Mtp Power Control | RTO | RTO | Pr_80_77_27 | Equipment boards, racks and supports | Pr_80_77_27_42 | IT and telecommunications equipment racks
SBD | ACTIVE | Single Blade Damper | Yes | Mechanical |  | Yes | No | Yes | Yes | No | LOI 3 | Reviewed by Karlo Siljeg 21/03/22 |  | Point | Yes | EXA, OSA, RTA, SPA, STP, OTE, REA, TFA, CEX |  | Child |  | 1.1.3.3 | Mechanical Systems | MCo | RTO | Pr_65_65_24 | Duct dampers | Pr_65_65_24_68 | Pressure relief dampers
SAN | ACTIVE | Storage Area Network | Yes | Telecommunication |  | No | No | No | Yes | Yes | LOI 3 | Reviewed by Karlo Siljeg 21/03/22 |  | Point | Yes | CONT |  | Parent |  | 1.1.5 | ICT/OCS | Unallocated | Unallocated | Pr_70_75_52 | Mesh network products
SAF | ACTIVE | Supply Air Fan | Yes | Mechanical |  | Yes | No | Yes | Yes | No | LOI 3 | Reviewed by Karlo Siljeg 21/03/22 |  | Point | Yes | SPA |  | Child |  | 1.1.3.3 | Mechanical Systems | MCo | RTO | Pr_65_67_29 | Fans | Pr_65_67_29_12 | Centrifugal fans
RWT | ACTIVE | Rainwater Tank | Yes | Hydraulic |  | Yes | Yes | Yes | Yes | Yes | LOI 2 | Reviewed by Karlo Siljeg 21/03/22 |  | Point | Yes | RNW |  | Parent |  | 1.1.3.2 | Hydraulic System | MCo | RTO | Pr_60_50_96 | Water tanks and cisterns | Pr_60_50_96_20 | Cylindrical tanks
RWR | ACTIVE | Remote Water Meter | Yes | Hydraulic |  | Yes | Yes | Yes | Yes | Yes | LOI 2 | Reviewed by Karlo Siljeg 21/03/22 |  | Point | Yes | DCW |  | Parent |  | 1.1.3.2 | Hydraulic System | MCo | RTO | Pr_80_51_51 | Metering and test products | Pr_80_51_51_97 | Water meters
RWP | ACTIVE | Rainwater Pump | No | Hydraulic |  | Yes | Yes | Yes | Yes | Yes | LOI 2 | Reviewed by Karlo Siljeg 21/03/22 |  | Point | Yes | RNW |  | Parent |  | 1.1.3.2 | Hydraulic System | MCo | RTO | Pr_65_53_86 | Supply and exhaust pumps | Pr_65_53_86_86 | Suction pumps
RWM | ACTIVE | Retail Water Meter | Yes | Hydraulic |  | No | No | No | Yes | Yes | LOI 3 | Reviewed by Karlo Siljeg 21/03/22 |  | Point | Yes | DCW |  | Parent |  | 1.1.3.2 | Hydraulic System | MCo | RTO | Pr_80_51_51 | Metering and test products | Pr_80_51_51_97 | Water meters
RWI | ACTIVE | Rain Water Isolation Valve | Yes | Hydraulic |  | No | No | No | Yes | No | LOI 3 | Reviewed by Karlo Siljeg 21/03/22 |  | Point | Yes | RNW |  | Child |  | 1.1.3.2 | Hydraulic System | MCo | RTO | Pr_65_54_94 | Water supply valves | N/A | N/A
RWG | ACTIVE | Reed Switch Wide Gap | N/A | Security Systems |  | No | No | No | Yes | No | LOI 3 | Reviewed by KS on 28/06/2022 |  | Point | Yes | SEC |  | Parent |  | 1.1.5.5.4 | Security Control System | RTO | RTO | Pr_75_30_30 | Electronic access control and recording products | Pr_75_30_30_23 | Door status monitoring devices
RTU | ACTIVE | Remote Terminal Unit | Yes | Instrumentation & Control | Varies | Yes | Yes | Yes | Yes | Yes | LOI 2 | Reviewed by Karlo Siljeg 21/03/22 |  | Point | Yes | CONT |  | Parent/Child |  | 1.1.5 | ICT/OCS | Unallocated | Unallocated | Pr_75_50_18 | Controllers and control panels | Pr_75_50_18_17 | Control panels
RTS | ACTIVE | Room Temperature Sensor | Yes | Instrumentation & Control | Varies | Yes | Yes | Yes | Yes | No | LOI 2 | Reviewed by Karlo Siljeg 21/03/22 |  | Point | Yes | CONT |  | Child |  | 1.1.8.1 | Building Management System | MCo | RTO/MCo | Pr_75_50_76 | Sensors and detectors | Pr_75_50_76_73 | Room temperature sensors
RTP | ACTIVE | Roof Top Package Unit | Yes | Mechanical |  | Yes | Yes | Yes | Yes | Yes | LOI 2 | Reviewed by Karlo Siljeg 21/03/22 |  | Point | Yes | SPA, TFA |  | Parent |  | 1.1.8.1 | Building Management System | MCo | RTO/MCo | Pr_70_65_03 | Air conditioning units
RTE | ACTIVE | Request To Exit | N/A | Telecommunication |  | No | No | No | Yes | No | LOI 3 | Reviewed by KS on 28/06/2022 |  | Point | Yes | CONT |  | Parent |  | 1.1.5.5.4 | Security Control System | RTO | RTO |  | Need to allocate
RTC | ACTIVE | Remote Terminal Unit Cabinet | Yes | Instrumentation & Control | Varies | No | No | No | Yes | Yes | LOI 3 | Reviewed by Karlo Siljeg 21/03/22 |  | Point | Yes | CONT |  | Parent |  | 1.1.8 | Control Systems | Unallocated | Unallocated | Pr_75_50_18 | Controllers and control panels | Pr_75_50_18_17 | Control panels
RTB | ACTIVE | Reed Switch Triple Biased | N/A | Security Systems |  | No | No | No | Yes | No | LOI 3 | Reviewed by KS on 28/06/2022 |  | Point | Yes | SEC |  | Parent |  | 1.1.5.5.4 | Security Control System | RTO | RTO | Pr_75_30_30 | Electronic access control and recording products | Pr_75_30_30_23 | Door status monitoring devices
RSW | ACTIVE | Door Reed Switch | N/A | Security Systems |  | No | No | No | Yes | No | LOI 3 | Reviewed by KS on 28/06/2022 |  | Point | Yes | SEC |  | Parent |  | 1.1.5.5.4 | Security Control System | RTO | RTO | Pr_75_30_30 | Electronic access control and recording products | Pr_75_30_30_23 | Door status monitoring devices
RRS | ACTIVE | RATP Recovery Server | N/A | Wayside CBTC |  | No | No | No | Yes | Yes | LOI 3 | Reviewed by KS on 28/06/2022 |  | Point | Yes | CONT |  | Parent |  | 1.1.5 | ICT/OCS | Unallocated | Unallocated | Pr_70_75_15 | Computers and peripherals | Pr_70_75_15_80 | Servers
RPZ | ACTIVE | Reduced Pressure Zone Device | Yes | Hydraulic |  | Yes | Yes | Yes | Yes | No | LOI 2 | Reviewed by Karlo Siljeg 21/03/22 |  | Point | Yes | Unassigned |  | Parent |  | 1.1.3.2 | Hydraulic System | MCo | RTO | Pr_65_54_94 | Water supply valves | Pr_65_54_94_72 | Reduced pressure zone valves
RPM | ACTIVE | Retail Power Metering | Yes | Electrical LV | Electrical | No | No | No | Yes | Yes | LOI 3 | Reviewed by Karlo Siljeg 21/03/22 |  | Point | Yes | Power LV |  | Parent |  | 1.1.9.3.1 | LV Power | MCo | RTO | Pr_80_51_51 | Metering and test products | Pr_80_51_51_28 | Energy meters
RPL | ACTIVE | Rainwater Treatment Plant | Yes | Hydraulic |  | Yes | Yes | Yes | Yes | Yes | LOI 2 | Reviewed by Karlo Siljeg 06/06/2022 | Added in the Asset Master Register 6/06/2022 | Point | Yes | RNW |  | Parent |  | 1.1.3.2 | Hydraulic System | MCo | RTO | Pr_60_45 | Water filtration and treatment products
RNB | ACTIVE | Rectifier Negative Bar | Yes | Electrical Traction | Electrical | No | No | No | Yes | No | LOI 3 | Reviewed by Karlo Siljeg 21/03/22 |  | Point | Yes | TRAC A, TRAC B, DC A, DC B |  | Parent |  | 1.1.9.2 | Traction Power | RTO | RTO | Pr_60_70_36 | High voltage switchgear and transformers
RMU | ACTIVE | Remote Unit for Mobile Phone | No | Telecommunication |  | No | No | No | Yes | Yes | LOI 3 | Reviewed by Karlo Siljeg 21/03/22 |  | Point | Yes | CONT |  | Parent |  | 1.1.5 | ICT/OCS | Unallocated | Unallocated | Pr_70_75_88 | Telecoms equipment | Pr_70_75_88_83 | Telecommunications system controllers
RMR | ACTIVE | Remote Metering | N/A | Instrumentation & Control | Varies | No | No | No | Yes | No | LOI 3 | Reviewed by KS on 28/06/2022 |  | Point | Yes | CONT |  | Parent |  | 1.1.9.3.1 | LV Power | MCo | RTO | Pr_80_51_51 | Metering and test products | Pr_80_51_51_22 | Digital metering equipment
RMP | ACTIVE | Revenue Metering Panel | Yes | Electrical (Common) | Electrical | Yes | Yes | Yes | Yes | Yes | LOI 2 | Reviewed by Karlo Siljeg 21/03/22 |  | Point | Yes | POWER LV |  | Parent |  | 1.1.1.4 | Utilities Infrastructure | MCo | RTO | Pr_80_77_28 | Equipment enclosures, cabinets, boxes and housings | Pr_80_77_28_52 | Meter cabinets
RLY | ACTIVE | Relay | Yes | Instrumentation & Control | Varies | No | Yes | No | Yes | No | LOI 0 | Reviewed by Karlo Siljeg 21/03/22 |  | Point | Yes | CONT |  | Child |  | 1.1.8 | Control Systems | Unallocated | Unallocated | Pr_75_51_52 | Motor starters, variable frequency drives and contactors | Pr_75_51_52_27 | Electromechanical control circuit devices
RLX | ACTIVE | Radiation Light Detector | Yes | Instrumentation & Control |  | No | No | No | Yes | No | LOI 3 | Reviewed by Karlo Siljeg 21/03/22 |  | Point | Yes | CONT |  | Parent |  | 1.1.8 | Control Systems | Unallocated | Unallocated | Pr_75_50_76 | Sensors and detectors | Pr_75_50_76_63 | Photoelectric sensors
RJB | ACTIVE | RSA Junction Box | Yes | Electrical LV | Electrical | No | No | No | Yes | No | LOI 3 | Reviewed by Karlo Siljeg 21/03/22 |  | Point | Yes | Power LV |  | Parent |  | 1.1.9.3.1 | LV Power | MCo | RTO | Pr_80_77_28 | Equipment enclosures, cabinets, boxes and housings | Pr_80_77_28_08 | Cable junction boxes
RIO | ACTIVE | Remote I/O Module | Yes | Instrumentation & Control | Varies | No | Yes | No | Yes | Yes | LOI 0 | Reviewed by Karlo Siljeg 21/03/22 |  | Point | Yes | CONT |  | Child |  | 1.1.5 | ICT/OCS | Unallocated | Unallocated | Pr_70_75_88 | Telecoms equipment | Pr_70_75_88_83 | Telecommunications system controllers
RGM | ACTIVE | Remote Gas Meter | Yes | Instrumentation & Control | Varies | No | Yes | No | Yes | Yes | LOI 2 | Reviewed by Karlo Siljeg 21/03/22 |  | Point | Yes | CONT |  | Parent |  | 1.1.1.4 | Utilities Infrastructure | MCo | RTO | Pr_80_51_51 | Metering and test products | Pr_80_51_51_33 | Gas Meters
RFS | ACTIVE | Mobile Phone RF Splitter | Yes | Telecommunication |  | No | No | No | Yes | Yes | LOI 3 | Reviewed by Karlo Siljeg 21/03/22 |  | Point | Yes | CONT |  | Parent |  | 1.1.5 | ICT/OCS | Unallocated | Unallocated | Pr_70_75_04 | Audio, data and visual outlet plates and controllers | Pr_70_75_04_03 | Audio interface adaptors
REX | ACTIVE | Retail Exhaust Damper | Yes | Tunnel Ventilation System | Mechanical | Yes | Yes | Yes | Yes | Yes | LOI 2 | Reviewed by Karlo Siljeg 21/03/22 |  | Point | Yes | Unassigned | Tunnel Ventilation System | Parent |  | 1.1.7.2 | Station Ventilation | MCo | RTO | Pr_65_65_24 | Duct dampers | Pr_65_65_24_68 | Pressure relief dampers
REF | ACTIVE | Refuse Room Exhaust Fan | Yes | Mechanical |  | Yes | Yes | Yes | Yes | Yes | LOI 2 | Reviewed by Karlo Siljeg 21/03/22 |  | Point | Yes | REF |  | Parent |  | 1.1.3.3.2 | MVAC | MCo | RTO | Pr_65_67_29 | Fans | Pr_65_67_29_05 | Axial flow fans
REC | ACTIVE | Rail Earth Contactor | Yes | Electrical Traction | Electrical | No | No | No | Yes | No | LOI 3 | Reviewed by Karlo Siljeg 21/03/22 |  | Point | Yes | TRAC A, TRAC B, DC A, DC B |  | Parent |  | 1.1.9.5 | Earthing And Bonding | RTO | RTO | Pr_60_70_36 | High voltage switchgear and transformers | Pr_60_70_36_82 | High voltage switches
REB | ACTIVE | RSA Earth Bar | Yes | Earthing | Electrical | Yes | Yes | Yes | Yes | No | LOI 2 | Reviewed by Karlo Siljeg 21/03/22 |  | Point | Yes | Earthing |  | Parent |  | 1.1.9.5 | Earthing And Bonding | RTO | RTO | Pr_65_70_46 | Lightning protection and earthing components | Pr_65_70_46_24 | Earth bars
RDB | ACTIVE | Retail Distribution Board | Yes | Electrical LV | Electrical | Yes | Yes | Yes | Yes | Yes | LOI 2 | Reviewed by Karlo Siljeg 21/03/22 |  | Point | Yes | Power LV |  | Parent |  | 1.1.9.3.1 | LV Power | MCo | RTO | Pr_60_70_22 | Distribution boxes and switchboards | Pr_60_70_22_22 | Distribution boards
RCF | ACTIVE | Roof Cowl | Yes | Mechanical |  | Yes | Yes | Yes | Yes | Yes | LOI 2 | Reviewed by Karlo Siljeg 21/03/22 |  | Point | Yes | EXA |  | Child |  | 1.1.3.3.2 | MVAC | MCo | RTO |  | Need to allocate
RBP | ACTIVE | Rail Bonding Point | Yes | Earthing | Electrical | No | Yes | No | Yes | No | LOI 2 | Reviewed by Karlo Siljeg 21/03/22 |  | Point | Yes | Earthing |  | Parent |  | 1.1.9.5 | Earthing And Bonding | RTO | RTO | Pr_65_70_46 | Lightning protection and earthing components
RBE | ACTIVE | Radio Break-In Equipment | Yes | Telecommunication |  | No | No | No | Yes | Yes | LOI 3 | Reviewed by Karlo Siljeg 21/03/22 |  | Point | Yes | CONT |  | Parent |  | 1.1.5 | ICT/OCS | Unallocated | Unallocated | Pr_70_75_88 | Telecoms equipment | Pr_70_75_88_83 | Telecommunications system controllers
RAS | ACTIVE | Remote Arming Station | N/A | Security Systems |  | No | No | No | Yes | Yes | LOI 3 | Reviewed by KS on 28/06/2022 |  | Point | Yes | SEC |  | Parent |  | 1.1.5.5.4 | Security Control System | RTO | RTO | Pr_75_80 | Protection and security control products | Pr_75_80_42 | Intrusion and hold-up alarm devices and control equipment
RAP | ACTIVE | Region ATP Rack | N/A | Wayside CBTC |  | No | No | No | Yes | Yes | LOI 3 | Reviewed by KS on 28/06/2022 |  | Point | Yes | CONT |  | Parent |  | 1.1.5 | ICT/OCS | Unallocated | Unallocated | Pr_80_77_27 | Equipment boards, racks and supports | Pr_80_77_27_42 | IT and telecommunications equipment racks
RAO | ACTIVE | Region ATO Rack | N/A | Wayside CBTC |  | No | No | No | Yes | Yes | LOI 3 | Reviewed by KS on 28/06/2022 |  | Point | Yes | CONT |  | Parent |  | 1.1.5 | ICT/OCS | Unallocated | Unallocated | Pr_80_77_27 | Equipment boards, racks and supports | Pr_80_77_27_42 | IT and telecommunications equipment racks
RAF | ACTIVE | Return Air Fan | Yes | Mechanical |  | Yes | Yes | Yes | Yes | No | LOI 2 | Reviewed by Karlo Siljeg 21/03/22 |  | Point | Yes | RTA |  | Parent |  | 1.1.8.2 | Emergency Management System | RTO | RTO | Pr_65_67_29 | Fans | Pr_65_67_29_05 | Axial flow fans
QSP | ACTIVE | Quad Suction Point | Yes | Fire |  | Yes | Yes | Yes | Yes | Yes | LOI 2 | Reviewed by Karlo Siljeg 21/03/22 |  | Point | Yes | FTH, FHS |  | Parent |  | 1.1.8.2.2 | Fire Protection | RTO | RTO | Pr_65_53_86 | Supply and exhaust pumps | Pr_65_53_86_86 | Suction pumps
QBP | ACTIVE | Quad Booster Point | Yes | Fire |  | Yes | Yes | Yes | Yes | Yes | LOI 2 | Reviewed by Karlo Siljeg 21/03/22 |  | Point | Yes | FTH, FHS |  | Parent |  | 1.1.8.2.2 | Fire Protection | RTO | RTO | Pr_65_53_86 | Supply and exhaust pumps | Pr_65_53_86_66 | Pressure booster pumps
PWR | ACTIVE | Power Equipment | N/A | Electrical LV | Electrical | No | Yes | No | Yes | No | LOI 0 | Added by Karlo Siljeg on 3/08/2022 |  | Point | Yes | Power LV |  | Parent |  | 1.1.9.3.1 | LV Power | MCo |  |  | Need to allocate
PWP | ASSET HIVE ONLY | Pipework pressure test | N/A | Mechanical |  | No | No | No | No | No | LOI 1 | Added by Karlo Siljeg on 3/08/2022 | Used for Asset Hive | Dummy | Yes | N/A |  | Parent | N/A | 1.1.8.1 | Building Management System | MCo | RTO/MCo | N/A | N/A | N/A | N/A
PVR | ACTIVE | PV Rectifier | Yes | Electrical LV | Electrical | Yes | Yes | Yes | Yes | Yes | LOI 2 | Reviewed by Karlo Siljeg 21/03/22 |  | Point | Yes | Power LV |  | Parent |  | 1.1.9.3.1 | LV Power | MCo | RTO | Pr_70_70_47 | Lighting controls and lighting distribution products | Pr_70_70_47_49 | Luminaire inverter modules
PVP | ACTIVE | Photo Voltaic Panel | N/A | Electrical LV | Electrical | Yes | Yes | Yes | Yes | No | LOI 2 | Reviewed by KS on 28/06/2022 |  | Point | Yes | Power LV |  | Parent |  | 1.1.9.3.1 | LV Power | MCo | RTO | Pr_60_70_65 | Power generators, engines and packaged combined heat and power (CHP) units | Pr_60_70_65_63 | Photovoltaic modules
PSX | ACTIVE | Pressure Sensor | Yes | Instrumentation & Control | Varies | No | Yes | No | Yes | No | LOI 0 | Reviewed by Karlo Siljeg 21/03/22 |  | Point | Yes | CONT |  | Child |  | 1.1.8.1 | Building Management System | MCo | RTO/MCo | Pr_75_50_76 | Sensors and detectors | Pr_75_50_76_68 | Pressure sensors
PSW | ACTIVE | Pressure Switch | Yes | Instrumentation & Control | Varies | No | Yes | No | Yes | No | LOI 0 | Reviewed by Karlo Siljeg 21/03/22 | Added in the Asset Master Register 6/06/2022 | Point | Yes | CONT |  | Child |  | 1.1.8.2.2 | Fire Protection | RTO | RTO | Pr_65_54_30 | Fire fighting valves and devices | Pr_65_54_30_65 | Pressure gauges and pressure switches
PSU | ACTIVE | Power Supply Unit | Yes | Electrical LV | Electrical | No | Yes | No | Yes | No | LOI 0 | Reviewed by Karlo Siljeg 21/03/22 |  | Point | Yes | Power LV |  | Parent |  | 1.1.9.3.1 | LV Power | MCo | RTO | Pr_60_70_65 | Power generators, engines and packaged combined heat and power (CHP) units | Pr_60_70_65_34 | Generator sets
PSP | ACTIVE | PIDS Panel | Yes | Telecommunication |  | No | No | No | Yes | Yes | LOI 3 | Reviewed by Karlo Siljeg 21/03/22 |  | Point | Yes | CONT |  | Parent |  | 1.1.5 | ICT/OCS | Unallocated | Unallocated | Pr_70_75_88 | Telecoms equipment | Pr_70_75_88_83 | Telecommunications system controllers
PSD | ACTIVE | Platform Screen Doors | Yes | Mechanical |  | No | No | No | Yes | Yes | LOI 3 | Reviewed by Karlo Siljeg 21/03/22 | Added in the Asset Master Register 6/06/2022 | Point | Yes | Unassigned |  | Parent |  | 1.2.8 | Platform Screen Doors | RTO | RTO | Pr_30_59 | Openings and opening component products
PRV | ACTIVE | Pressure Reducing Valve | Yes | Hydraulic |  | Yes | Yes | Yes | Yes | No | LOI 2 | Reviewed by Karlo Siljeg 21/03/22 |  | Point | Yes | OVF, SRM, SDR, SDM, STW, TDW, TDR, TDM, WRM, TRW |  | Parent |  | 1.1.3.2 | Hydraulic System | MCo | RTO | Pr_65_54_95 | Water services valves | Pr_65_54_95_65 | Pressure relief valves
PRE | ACTIVE | Protection Relay | Yes | Electrical (Common) | Electrical | No | No | No | Yes | No | LOI 3 | Reviewed by Karlo Siljeg 21/03/22 |  | Point | Yes | Unassigned |  | Child |  | 1.1.9.3.1 | LV Power | MCo | RTO | Pr_75_50_50 | Measuring and monitoring relays
PRD | ACTIVE | Pressure Relief Damper | Yes | Mechanical |  | Yes | Yes | Yes | Yes | Yes | LOI 2 | Reviewed by Karlo Siljeg 21/03/22 |  | Point | Yes | EXA, OSA, RTA, SPA, STP, OTE, REA, TFA, CEX |  | Parent |  | 1.1.3.3.2 | MVAC | MCo | RTO | Pr_65_65_24 | Duct dampers | Pr_65_65_24_68 | Pressure relief dampers
POT | ACTIVE | POTS tag (APOTS or RTPOTS) | N/A | Operations Management System |  | No | No | No | Yes | No | LOI 1 | Reviewed by KS on 28/06/2022 |  | Point | Yes | Unassigned |  | Child |  | 1.1.5 | ICT/OCS | Unallocated | Unallocated |  | Need to allocate
POM | ACTIVE | Point Machine | N/A | Conventional Signalling |  | No | No | No | Yes | No | LOI 3 | Reviewed by KS on 28/06/2022 |  | Point | Yes | SIGNALLING |  | Parent |  | 1.2.9 | Signalling | RTO | RTO |  | Need to allocate
PNS | ACTIVE | Power SCADA Network Switch | Yes | Instrumentation & Control | Electrical | No | Yes | No | Yes | Yes | LOI 0 | Reviewed by Karlo Siljeg 21/03/22 | Added in the Asset Master Register 6/06/2022 | Point | Yes | CONT |  | Child |  | 1.1.9.6 | Hv Mtp Power Control | RTO | RTO | Pr_70_75_52 | Mesh network products | Pr_70_75_52_56 | Network switches
PMT | ACTIVE | Power Metering | Yes | Electrical LV | Electrical | No | No | No | Yes | No | LOI 3 | Reviewed by Karlo Siljeg 21/03/22 |  | Point | Yes | Power LV |  | Child |  | 1.1.9.3.1 | LV Power | MCo | RTO | Pr_80_51_51 | Metering and test products | Pr_80_51_51_28 | Energy meters
PMP | ACTIVE | Primary or Secondary CHW/HHW Pump | Yes | Mechanical |  | Yes | Yes | Yes | Yes | Yes | LOI 2 | Reviewed by Karlo Siljeg 21/03/22 |  | Point | Yes | EXA, OSA, RTA, SPA, TFA |  | Parent |  | 1.1.3.2 | Hydraulic System | MCo | RTO | Pr_65_53_96 | Water supply pumps
PLV | ACTIVE | Plug Valve | No | Mechanical |  | No | No | No | Yes | No | LOI 3 | Reviewed by Karlo Siljeg 21/03/22 | Added in the Asset Master Register 6/06/2022 | Point | Yes | Unassigned |  | Child |  | 1.1.3.2 | Hydraulic System | MCo | RTO | Pr_65_54_33 | Gas and liquid fuel valves | Pr_65_54_33_87 | Taper plug valves
PLC | ACTIVE | Programmable Logic Controller | Yes | Instrumentation & Control | Varies | No | Yes | No | Yes | No | LOI 0 | Reviewed by Karlo Siljeg 21/03/22 |  | Point | Yes | CONT |  | Child |  | 1.1.8 | Control Systems | Unallocated | Unallocated | Pr_75_50_18 | Controllers and control panels | Pr_75_50_18_29 | Field controllers
PIR | ACTIVE | PIR Sensor | N/A | Security Systems |  | No | No | No | Yes | No | LOI 3 | Reviewed by KS on 28/06/2022 |  | Point | Yes | SEC |  | Parent |  | 1.1.5.5.4 | Security Control System | RTO | RTO | Pr_75_50_76 | Sensors and detectors | Pr_75_50_76_59 | Passive infrared (PIR) sensors
PIG | ACTIVE | Pressure Indicating Gauge | Yes | Instrumentation & Control | Varies | No | No | No | Yes | No | LOI 3 | Reviewed by Karlo Siljeg 21/03/22 |  | Point | Yes | CONT |  | Parent |  | 1.1.8 | Control Systems | Unallocated | Unallocated | Pr_65_52_34 | Gauges and sight glasses | Pr_65_52_34_66 | Pressure gauges
PFC | ACTIVE | Power Factor Correction Unit | Yes | Electrical HV | Electrical | Yes | Yes | Yes | Yes | Yes | LOI 2 | Reviewed by Karlo Siljeg 21/03/22 |  | Point | Yes | POWER HV |  | Parent |  | 1.1.9.3 | Station Substation | MCo | RTO | Pr_65_72_43 | Power conditioning equipment | Pr_65_72_43_05 | Automatic power factor correction equipment
PES | ACTIVE | Preload Electric Strike | N/A | Security Systems |  | No | No | No | Yes | No | LOI 1 | Reviewed by KS on 28/06/2022 |  | Point | Yes | SEC |  | Child |  | 1.1.9 | Power | Unallocated | Unallocated | Pr_75_30_27 | Electric door-locking hardware
PED | ACTIVE | Platform Extraction Damper | Yes | Tunnel Ventilation System | Mechanical | No | Yes | No | Yes | No | LOI 2 | Reviewed by Karlo Siljeg 21/03/22 |  | Point | Yes | Unassigned | Tunnel Ventilation System | Parent |  | 1.1.7.2 | Station Ventilation | MCo | RTO | Pr_65_65_24 | Duct dampers | Pr_65_65_24_29 | Fire and smoke dampers
PEC | ACTIVE | PE Cell | Yes | Electrical LV | Electrical | Yes | Yes | Yes | Yes | No | LOI 2 | Reviewed by Karlo Siljeg 21/03/22 |  | Point | Yes | Power LV |  | Parent |  | 1.1.9.3.1 | LV Power | MCo | RTO | Pr_75_50_76 | Sensors and detectors | Pr_75_50_76_63 | Photoelectric sensors | LOI Category Updated to suite Model Active Types
PID | ACTIVE | Passenger Information Display Screens | Yes | Telecommunication |  | No | No | No | Yes | No | LOI 3 | Reviewed by Karlo Siljeg 21/03/22 |  | Point | Yes | CONT |  | Parent |  | 1.1.5 | ICT/OCS | Unallocated | Unallocated | Pr_75_75_15 | Computers and peripherals | Pr_75_75_15_24 | Display screen monitors
PDP | ACTIVE | Platform Screen Door Panel | Yes | Instrumentation & Control | Station Facilities | No | No | No | Yes | No | LOI 3 | Reviewed by Karlo Siljeg 21/03/22 |  | Point | Yes | CONT |  | Parent |  | 1.1.8 | Control Systems | Unallocated | Unallocated | Pr_75_30_23 | Door and gate operating hardware | Pr_75_30_23_04 | Automatic sliding door operator control panels
PDI | ACTIVE | Power and Data Interface | N/A | Instrumentation & Control | Varies | No | Yes | No | Yes | No | LOI 0 | Reviewed by KS on 28/06/2022 |  | Point | Yes | CONT |  | Parent |  | 1.1.8 | Control Systems | Unallocated | Unallocated |  | Need to allocate
PDC | ACTIVE | Platform Screen Door Control Unit (PDCU) | N/A | Wayside CBTC |  | No | No | No | Yes | Yes | LOI 3 | Reviewed by KS on 28/06/2022 |  | Point | Yes | Unassigned |  | Parent |  | 1.2.8 | Platform Screen Doors | RTO | RTO |  | Need to allocate
PDB | ACTIVE | Power Distribution Board | Yes | Electrical LV | Electrical | No | No | No | Yes | Yes | LOI 3 | Reviewed by Karlo Siljeg 21/03/22 |  | Point | Yes | Power LV |  | Parent |  | 1.1.9.3.1 | LV Power | MCo | RTO | Pr_60_70_22 | Distribution boxes and switchboards | Pr_60_70_22_22 | Distribution boards
PCT | ACTIVE | PTZ CCTV Camera (Tunnel) | Yes | Telecommunication |  | No | No | No | Yes | Yes | LOI 3 | Reviewed by Karlo Siljeg 21/03/22 |  | Point | Yes | SEC |  | Parent |  | 1.1.5.5.4 | Security Control System | RTO | RTO | Pr_60_75_86 | Surveillance cameras, monitors and ancillaries | Pr_60_75_86_65 | Pan, tilt, zoom cameras
PCS | ACTIVE | PTZ CCTV Camera (Station) | Yes | Telecommunication |  | No | No | No | Yes | Yes | LOI 3 | Reviewed by Karlo Siljeg 21/03/22 |  | Point | Yes | SEC |  | Parent |  | 1.1.5.5.4 | Security Control System | RTO | RTO | Pr_60_75_86 | Surveillance cameras, monitors and ancillaries | Pr_60_75_86_65 | Pan, tilt, zoom cameras
PCP | ACTIVE | Pump Control panel | Yes | Instrumentation & Control | Varies | Yes | Yes | Yes | Yes | Yes | LOI 2 | Reviewed by Karlo Siljeg 21/03/22 |  | Point | Yes | CONT |  | Parent |  | 1.1.3.2 | Hydraulic System | MCo | RTO | Pr_75_50_18 | Controllers and control panels | Pr_75_50_18_17 | Control panels
PCK | ACTIVE | CCTV System - PTZ Keyboard | Yes | Security Systems |  | No | No | No | Yes | No | LOI 3 | Reviewed by Karlo Siljeg 21/03/22 |  | Point | Yes | SEC |  | Parent |  | 1.1.5.5.4 | Security Control System | RTO | RTO | Pr_60_75_86 | Surveillance cameras, monitors and ancillaries | Pr_60_75_86_65 | Pan, tilt, zoom cameras
PBX | ACTIVE | PABX - Telephone System | Yes | Telecommunication |  | No | No | No | Yes | Yes | LOI 3 | Reviewed by Karlo Siljeg 21/03/22 |  | Point | Yes | CONT |  | Parent |  | 1.1.5 | ICT/OCS | Unallocated | Unallocated | Pr_70_75_88 | Telecoms equipment | Pr_70_75_88_83 | Telecommunications system controllers
PBE | ACTIVE | Push Button Exit | Yes | Telecommunication |  | No | No | No | Yes | Yes | LOI 3 | Reviewed by Karlo Siljeg 21/03/22 |  | Point | Yes | CONT |  | Parent |  | 1.1.5 | ICT/OCS | Unallocated | Unallocated | Pr_75_75_27 | Electronic access control products | Pr_75_75_27_71 | Request-to-exit buttons
PAZ | ACTIVE | Public Address System Controller | Yes | Instrumentation & Control | Station Facilities | No | No | No | Yes | Yes | LOI 3 | Reviewed by Karlo Siljeg 21/03/22 |  | Point | Yes | CONT |  | Parent |  | 1.1.8 | Control Systems | Unallocated | Unallocated | Pr_75_75_94 | Voice alarm and emergency voice communication equipment | Pr_75_75_94_93 | Voice alarm control console
PAS | RETIRED | PA Speaker* | Yes | Telecommunication |  | No | No | No | Yes | No | LOI 3 | Reviewed by Karlo Siljeg 21/03/22 |  | Point | Yes | CONT |  | Parent |  | 1.1.6.2 | Station (Lighting) | MCo | RTO | Pr_75_75_94 | Voice alarm and emergency voice communication equipment | Pr_75_75_94_37 | Horn voice alarm loudspeakers
PAP | ACTIVE | PA Panel | Yes | Telecommunication |  | No | No | No | Yes | Yes | LOI 3 | Reviewed by Karlo Siljeg 21/03/22 |  | Point | Yes | CONT |  | Parent |  | 1.1.5 | ICT/OCS | Unallocated | Unallocated | Pr_70_75_88 | Telecoms equipment | Pr_70_75_88_83 | Telecommunications system controllers
PAC | ACTIVE | PA Cabinet | Yes | Telecommunication |  | No | No | No | Yes | Yes | LOI 3 | Reviewed by Karlo Siljeg 21/03/22 |  | Point | Yes | CONT |  | Parent |  | 1.1.6.2 | Station (Lighting) | MCo | RTO | Pr_80_77_27 | Equipment boards, racks and supports | Pr_80_77_27_42 | IT and telecommunications equipment racks
PAA | ACTIVE | PA Amplifier | Yes | Telecommunication |  | No | No | No | Yes | Yes | LOI 3 | Reviewed by Karlo Siljeg 21/03/22 |  | Point | Yes | CONT |  | Parent |  | 1.1.6.2 | Station (Lighting) | MCo | RTO | Pr_60_75_08 | Audio and visual source products | Pr_60_75_08_02 | Audio amplifiers
OWS | ACTIVE | Operator Workstation | Yes | Instrumentation & Control | Varies | No | Yes | No | Yes | Yes | LOI 2 | Reviewed by Karlo Siljeg 21/03/22 |  | Point | Yes | CONT |  | Parent |  | 1.1.8.1 | Building Management System | MCo | RTO/MCo | Pr_40_50_21 | Desks, tables and worktops | Pr_40_50_21_16 | Console tables
OTP | ACTIVE | OTE Transition Piece | Yes | Tunnel Ventilation System | Mechanical | No | Yes | No | Yes | Yes | LOI 0 | Reviewed by Karlo Siljeg 21/03/22 |  | Point | Yes | Unassigned | Tunnel Ventilation System | Child |  | 1.1.7.1 | Tunnel Ventilation | MCo | RTO | Pr_30_59_96 | Wall venting products | Pr_30_59_96_92 | Ventilation ducts
OTD | ACTIVE | Over Track Trackway Damper | Yes | Tunnel Ventilation System | Mechanical | Yes | Yes | Yes | Yes | Yes | LOI 2 | Reviewed by Karlo Siljeg 21/03/22 |  | Point | Yes | Unassigned | Tunnel Ventilation System | Parent |  | 1.1.7.2 | Station Ventilation | MCo | RTO | Pr_65_65_24 | Duct dampers | Pr_65_65_24_68 | Pressure relief dampers
OTC | ACTIVE | On-line Tap Changer | N/A | Electrical HV | Electrical | No | Yes | No | Yes | No | LOI 0 | Reviewed by KS on 28/06/2022 |  | Point | Yes | POWER HV |  | Child |  | 1.1.9 | Power | Unallocated | Unallocated | Pr_60_70_36 | High-voltage switchgear and transformers
OMC | ACTIVE | Operations and Maintenance Radio Console | Yes | Telecommunication |  | No | No | No | Yes | Yes | LOI 3 | Reviewed by Karlo Siljeg 21/03/22 |  | Point | Yes | CONT |  | Parent |  | 1.1.5 | ICT/OCS | Unallocated | Unallocated | Pr_70_75_88 | Telecoms equipment | Pr_70_75_88_83 | Telecommunications system controllers
OLT | ACTIVE | On-Load Tap Changer | N/A | Electrical HV | Electrical | No | No | No | Yes | No | LOI 3 | Reviewed by KS on 28/06/2022 |  | Point | Yes | POWER HV |  | Child |  | 1.1.9 | Power | Unallocated | Unallocated | Pr_60_70_36 | High-voltage switchgear and transformers
OIR | ACTIVE | Oil Interceptor | Yes | Hydraulic |  | Yes | Yes | Yes | Yes | Yes | LOI 2 | Reviewed by Karlo Siljeg 21/03/22 |  | Point | Yes | SDR, TDR |  | Parent |  | 1.1.3.2 | Hydraulic System | MCo | RTO | Pr_65_52_25 | Drainage traps and accessories | Pr_65_52_25_98 | Waste traps
OHL | ACTIVE | Overhead Line Equipment | Yes | Electrical Traction | Electrical | No | No | No | Yes | No | LOI 3 | Reviewed by Karlo Siljeg 21/03/22 |  | Point | Yes | TRAC A, TRAC B, DC A, DC B |  | Parent |  | 1.1.9.2 | Traction Power | RTO | RTO | Pr_20_76_70 | Rail track and ancillaries
OGS | ACTIVE | Overhead Gate Sign | Yes | Instrumentation & Control |  | No | No | No | Yes | Yes | LOI 3 | Reviewed by Karlo Siljeg 21/03/22 |  | Point | Yes | CONT |  | Parent |  | 1.1.8 | Control Systems | Unallocated | Unallocated | Pr_75_75_15 | Computers and peripherals | Pr_75_75_15_24 | Display screen monitors
OFN | ACTIVE | Over Track Exhaust Fan | Yes | Tunnel Ventilation System | Mechanical | Yes | Yes | Yes | Yes | Yes | LOI 2 | Reviewed by Karlo Siljeg 21/03/22 |  | Point | Yes | OCE | Tunnel Ventilation System | Parent |  | 1.1.3.3.2 | MVAC | MCo | RTO | Pr_65_67_29 | Fans | Pr_65_67_29_05 | Axial flow fans
OFD | ACTIVE | Over Track Fan Damper | Yes | Tunnel Ventilation System | Mechanical | Yes | Yes | Yes | Yes | Yes | LOI 2 | Reviewed by Karlo Siljeg 21/03/22 |  | Point | Yes | OCE | Tunnel Ventilation System | Parent |  | 1.1.8.2.2 | Fire Protection | RTO | RTO | Pr_65_65_24 | Duct dampers | Pr_65_65_24_68 | Pressure relief dampers
ODB | ACTIVE | OHLE Distribution Board | Yes | Electrical Traction | Electrical | No | Yes | No | Yes | Yes | LOI 2 | Reviewed by Karlo Siljeg 21/03/22 |  | Point | Yes | TRAC A, TRAC B, DC A, DC B |  | Parent |  | 1.1.9.2 | Traction Power | RTO | RTO | Pr_60_70_22 | Distribution boxes and switchboards | Pr_60_70_22_22 | Distribution boards
OCS | ACTIVE | Object Controller System Rack | N/A | Conventional Signalling |  | Yes | Yes | Yes | Yes | Yes | LOI 2 | Reviewed by KS on 06/06/2022 |  | Point | Yes | SIGNALLING |  | Parent |  | 1.2.9 | Signalling | RTO | RTO | Pr_80_77_27 | Equipment boards, racks and supports | Pr_80_77_27_42 | IT and telecommunications equipment racks
OCN | ACTIVE | Over Concourse Exhaust Fan | Yes | Tunnel Ventilation System | Mechanical | No | Yes | No | Yes | No | LOI 2 | Reviewed by Karlo Siljeg 21/03/22 |  | Point | Yes | OCE | Tunnel Ventilation System | Parent |  | 1.1.7.2 | Station Ventilation | MCo | RTO | Pr_65_67_29 | Fans | Pr_65_67_29_05 | Axial flow fans
OCD | ACTIVE | Over Concourse Fan Damper | Yes | Tunnel Ventilation System | Mechanical | No | Yes | No | Yes | No | LOI 2 | Reviewed by Karlo Siljeg 21/03/22 |  | Point | Yes | OCE | Tunnel Ventilation System | Parent |  | 1.1.7.2 | Station Ventilation | MCo | RTO | Pr_65_65_24 | Duct dampers | Pr_65_65_24_29 | Fire and smoke dampers
OBD | ACTIVE | Opposed Blade Damper | Yes | Mechanical |  | No | No | No | Yes | No | LOI 3 | Reviewed by Karlo Siljeg 21/03/22 |  | Point | Yes | EXA, OSA, RTA, SPA, STP, BUX, TFA, CEX |  | Child |  | 1.1.3.3 | Mechanical Systems | MCo | RTO | Pr_65_65_24 | Duct dampers | Pr_65_65_24_68 | Pressure relief dampers
OAF | ACTIVE | Outside Air Fan | Yes | Mechanical |  | Yes | Yes | Yes | Yes | Yes | LOI 2 | Reviewed by Karlo Siljeg 21/03/22 |  | Point | Yes | EXA |  | Parent |  | 1.1.3.3.2 | MVAC | MCo | RTO | Pr_65_67_29 | Fans | Pr_65_67_29_05 | Axial flow fans
NZD | ACTIVE | Nozzle Damper | Yes | Mechanical |  | No | No | No | Yes | No | LOI 3 | Reviewed by Karlo Siljeg 21/03/22 |  | Point | Yes | EXA, OSA, RTA, SPA, STP, BUX, OTE, REA, TFA, CEX |  | Child |  | 1.1.3.3 | Mechanical Systems | MCo | RTO | Pr_65_65_24 | Duct dampers
NVR | ACTIVE | Network Video Recorder | Yes | Telecommunication |  | No | No | No | Yes | Yes | LOI 3 | Reviewed by Karlo Siljeg 21/03/22 |  | Point | Yes | CONT |  | Parent |  | 1.1.5 | ICT/OCS | Unallocated | Unallocated | Pr_60_75_03 | Audio and video players and recorders | Pr_60_75_03_56 | Network video recorders
NRD | ACTIVE | Non-Return Damper | Yes | Mechanical |  | Yes | Yes | Yes | Yes | No | LOI 2 | Reviewed by Karlo Siljeg 21/03/22 |  | Point | Yes | EXA, OSA, SPA, STP, OTE, REA, TFA, CEX |  | Child |  | 1.1.3.3.2 | MVAC | MCo | RTO | Pr_65_65_24 | Duct dampers | Pr_65_65_24_56 | Non-return dampers
NPR | ACTIVE | Negative Pillar | Yes | Electrical Traction | Electrical | No | No | No | Yes | No | LOI 3 | Reviewed by Karlo Siljeg 21/03/22 |  | Point | Yes | TRAC A, TRAC B, DC A, DC B |  | Parent |  | 1.1.9.2 | Traction Power | RTO | RTO | Pr_60_70_36 | High voltage switchgear and transformers
NOP | ACTIVE | Norming Point | N/A | Wayside CBTC |  | No | No | No | Yes | No | LOI 3 | Reviewed by KS on 28/06/2022 |  | Point | Yes | Unassigned |  | Parent |  | 1.1.5 | ICT/OCS | Unallocated | Unallocated |  | Need to allocate
NMS | ACTIVE | Non-Essential Mechanical Switchboard | Yes | Mechanical |  | Yes | Yes | Yes | Yes | Yes | LOI 2 | Reviewed by Karlo Siljeg 21/03/22 |  | Point | Yes | EXA, OSA, RTA, SPA, STP, BUX, OTE, REA, TFA, CEX |  | Parent |  | 1.1.9.3.1 | LV Power | MCo | RTO | Pr_60_70_22 | Distribution boxes and switchboards | Pr_60_70_22_19 | Cubicle switchboards
NER | ACTIVE | Neutral Earthing Resistor | Yes | Earthing | Electrical | Yes | Yes | Yes | Yes | No | LOI 2 | Reviewed by Karlo Siljeg 21/03/22 | Added in the Asset Master Register 6/06/2022 | Point | Yes | Earthing |  | Parent |  | 1.1.9.5 | Earthing And Bonding | RTO | RTO | Pr_65_70_46 | Lightning protection and earthing components | Pr_60_70_36_56 | High-voltage neutral earth resistor panels
NDB | ACTIVE | Non-Essential Distribution Board | No | Electrical LV | Electrical | Yes | Yes | Yes | Yes | Yes | LOI 2 | Reviewed by Karlo Siljeg 21/03/22 |  | Point | Yes | Power LV |  | Parent |  | 1.1.9.3.1 | LV Power | MCo | RTO | Pr_60_70_22 | Distribution boxes and switchboards | Pr_60_70_22_22 | Distribution boards
NCH | ASSET HIVE ONLY | Non-portable Cold/Hot Water Services | N/A | Hydraulic |  | No | No | No | No | No | LOI 1 | Added by Karlo Siljeg on 3/08/2022 | Used for Asset Hive | Dummy | Yes | N/A |  | Parent |  | 1.1.3.2 | Hydraulic System | MCo | RTO |  | Need to allocate
NBR | ACTIVE | Negative Bar | Yes | Electrical Traction | Electrical | Yes | Yes | Yes | Yes | No | LOI 2 | Reviewed by Karlo Siljeg 21/03/22 |  | Point | Yes | TRAC A, TRAC B, DC A, DC B |  | Parent |  | 1.1.9.2 | Traction Power | RTO | RTO | Pr_60_70_36 | High voltage switchgear and transformers
NAS | ACTIVE | Network Access Switch | No | Instrumentation & Control | Varies | No | No | No | Yes | Yes | LOI 3 | Reviewed by Karlo Siljeg 21/03/22 | Added in the Asset Master Register 6/06/2022 | Point | Yes | CONT |  | Parent |  | 1.1.8 | Control Systems | Unallocated | Unallocated | Pr_70_75_52 | Mesh network products | Pr_70_75_52_56 | Network switches
NAG | ASSET HIVE ONLY | Natural Gas Installation | N/A | Hydraulic |  | No | No | No | No | No | LOI 1 | Added by Karlo Siljeg on 3/08/2022 | Used for Asset Hive | Dummy | Yes | N/A |  | Parent | N/A | 1.1.1.4 | Utilities Infrastructure | MCo | RTO | N/A | N/A | N/A | N/A
NAC | ACTIVE | Network Access Controller | N/A | Telecommunication |  | No | No | No | Yes | Yes | LOI 3 | Reviewed by KS on 28/06/2022 |  | Point | Yes | CONT |  | Parent |  | 1.1.5 | ICT/OCS | Unallocated | Unallocated |  | Need to allocate
MYR | ACTIVE | MYKI Rack | N/A | Telecommunication |  | No | Yes | No | Yes | Yes | LOI 2 | Reviewed by KS on 28/06/2022 |  | Point | Yes | MYKI COMMS |  | Parent |  | 1.1.5 | ICT/OCS | Unallocated | Unallocated | Pr_80_77_27 | Equipment boards, racks and supports | Pr_80_77_27_42 | IT and telecommunications equipment racks
MYP | ACTIVE | MYKI Panel | Yes | Telecommunication |  | No | No | No | Yes | Yes | LOI 3 | Reviewed by Karlo Siljeg 21/03/22 |  | Point | Yes | MYKI COMMS |  | Parent |  | 1.1.9.3.1 | LV Power | MCo | RTO | Pr_70_75_88 | Telecoms equipment | Pr_70_75_88_83 | Telecommunications system controllers
MVD | ACTIVE | Motorised Damper | Yes | Mechanical |  | Yes | Yes | Yes | Yes | No | LOI 2 | Reviewed by Karlo Siljeg 21/03/22 |  | Point | Yes | SPA, OSA, TFA |  | Parent |  | 1.1.3.3.2 | MVAC | MCo | RTO | Pr_65_65_24 | Duct dampers
MUW | ACTIVE | Map Upload Workstation | N/A | Wayside CBTC |  | No | No | No | Yes | Yes | LOI 3 | Reviewed by KS on 28/06/2022 |  | Point | Yes | CONT |  | Parent |  | 1.1.5 | ICT/OCS | Unallocated | Unallocated | Pr_70_75_15 | Computers and peripherals | Pr_70_75_15_24 | Display screen monitors
MUS | ACTIVE | Map Upload Server Rack | N/A | ATS (EBI Screen) |  | No | No | No | Yes | Yes | LOI 3 | Reviewed by KS on 28/06/2022 |  | Point | Yes | CONT |  | Child |  | 1.1.5 | ICT/OCS | Unallocated | Unallocated | Pr_80_77_27 | Equipment boards, racks and supports | Pr_80_77_27_42 | IT and telecommunications equipment racks
MTS | ACTIVE | Manual Transfer Switch | Yes | Electrical LV | Electrical | No | Yes | No | Yes | No | LOI 0 | Reviewed by Karlo Siljeg 21/03/22 |  | Point | Yes | Power LV |  | Child |  | 1.1.9.3.1 | LV Power | MCo | RTO | Pr_60_70_48 | Low voltage switchgear | Pr_60_70_48_11 | Changeover switches
MSS | ACTIVE | Mechanical Services Switchboard | Yes | Electrical LV | Electrical | No | Yes | No | Yes | Yes | LOI 2 | Reviewed by Karlo Siljeg 21/03/22 |  | Point | Yes | Power LV |  | Parent |  | 1.1.9.3.1 | LV Power | MCo | RTO | Pr_60_70_22 | Distribution boxes and switchboards | Pr_60_70_22_19 | Cubicle switchboards
MSD | ACTIVE | 360° motion sensor detector | N/A | Security Systems |  | Yes | Yes | Yes | Yes | No | LOI 2 | Reviewed by KS on 28/06/2022 |  | Point | Yes | LSYS |  | Parent |  | 1.1.5.5.4 | Security Control System | RTO | RTO | Pr_75_50_76 | Sensors and detectors | Pr_75_50_76_59 | Passive infrared (PIR) sensors
MSC | ACTIVE | Mains and Submains Cable | N/A | Electrical LV | Electrical | No | No | No | Yes | Yes | LOI 3 | Reviewed by KS on 26/07/2022 |  | Point | Yes | Power LV |  | Parent |  | 1.1.9.3.1 | LV Power | MCo | RTO | Pr_65_70_48 | Low-voltage cables
MSB | ACTIVE | Main Switchboard | Yes | Electrical LV | Electrical | Yes | Yes | Yes | Yes | Yes | LOI 2 | Reviewed by Karlo Siljeg 21/03/22 |  | Point | Yes | Power LV |  | Parent |  | 1.1.9.3.1 | LV Power | MCo | RTO | Pr_60_70_22 | Distribution boxes and switchboards | Pr_60_70_22_19 | Cubicle switchboards
MRH | ACTIVE | Monorail Hoist | Yes | Mechanical |  | No | No | No | Yes | Yes | LOI 3 | Reviewed by Karlo Siljeg 21/03/22 |  | Point | Yes | Unassigned |  | Child |  | 1.4.1.1 | Station | RTO | RTO | Pr_65_80_47 | Lifting platforms and hoists | Pr_65_80_47_47 | Moveable hoists
MPW | ASSET HIVE ONLY | Mechanical Pipework Install | N/A | Mechanical |  | No | No | No | No | No | LOI 1 | Added by Karlo Siljeg on 3/08/2022 | Used for Asset Hive | Dummy | Yes | N/A |  | Parent | N/A | 1.1.8.1 | Building Management System | MCo | RTO/MCo | N/A | N/A | N/A | N/A
MPO | ACTIVE | Multi-Gang Power Outlets | Yes | Electrical LV | Electrical | No | No | No | Yes | No | LOI 3 | Reviewed by Karlo Siljeg 21/03/22 |  | Point | Yes | Power LV |  | Parent |  | 1.1.9.3.1 | LV Power | MCo | RTO | Pr_65_72_97 | Wiring accessories | Pr_65_72_97_52 | Multi-gang power outlets
MPE | ACTIVE | Mobile Phone Passive Equipment | Yes | Telecommunication |  | No | No | No | Yes | No | LOI 3 | Reviewed by Karlo Siljeg 21/03/22 |  | Point | Yes | CONT |  | Parent |  | 1.1.5 | ICT/OCS | Unallocated | Unallocated | Pr_70_75_88 | Telecoms equipment | Pr_70_75_88_83 | Telecommunications system controllers
MON | ACTIVE | Monorail | Yes | Mechanical |  | No | No | No | Yes | Yes | LOI 3 | Reviewed by Karlo Siljeg 21/03/22 |  | Point | Yes | Unassigned |  | Parent |  | 1.4.1.1 | Station | RTO | RTO | Pr_65_80_15 | Cranes and lifting systems | Pr_65_80_15_59 | Overhead travelling cranes
MOD | ACTIVE | Damper Module | Yes | Tunnel Ventilation System | Mechanical | No | Yes | No | Yes | Yes | LOI 2 | Reviewed by Karlo Siljeg 21/03/22 |  | Point | Yes | Unassigned | Tunnel Ventilation System | Child |  | 1.1.7.1 | Tunnel Ventilation | MCo | RTO | Pr_65_65_24 | Duct dampers | Pr_65_65_24_78 | Shut off dampers
MNV | ACTIVE | Monitored Valve | Yes | Hydraulic |  | Yes | No | Yes | Yes | No | LOI 3 | Reviewed by Karlo Siljeg 21/03/22 |  | Point | Yes | OVF, SRM, SDR, SDM, STW, TDW, TDR, TDM, WRM, TRW |  | Child |  | 1.1.3.2 | Hydraulic System | MCo | RTO | Pr_65_54_95 | Water services valves | N/A | N/A
MMU | ACTIVE | Master Unit - Mobile Phone System | Yes | Telecommunication |  | No | No | No | Yes | Yes | LOI 3 | Reviewed by Karlo Siljeg 21/03/22 |  | Point | Yes | CONT |  | Parent |  | 1.1.5 | ICT/OCS | Unallocated | Unallocated | Pr_70_75_88 | Telecoms equipment | Pr_70_75_88_83 | Telecommunications system controllers
MLS | ACTIVE | Mast Mounted Line Isolators | Yes | Electrical Traction | Electrical | No | No | No | Yes | No | LOI 3 | Reviewed by Karlo Siljeg 21/03/22 |  | Point | Yes | TRAC A, TRAC B, DC A, DC B |  | Parent |  | 1.1.9.2 | Traction Power | RTO | RTO | Pr_60_70_36 | High voltage switchgear and transformers | Pr_60_70_36_80 | High voltage switch-disconnectors
MJA | ACTIVE | Mobile Phone Junction | Yes | Telecommunication |  | No | No | No | Yes | No | LOI 3 | Reviewed by Karlo Siljeg 21/03/22 |  | Point | Yes | CONT |  | Parent |  | 1.1.9.3.1 | LV Power | MCo | RTO | Pr_70_75_88 | Telecoms equipment | Pr_70_75_88_86 | Telephone distribution frames
MIC | ACTIVE | Mixing Chamber | N/A | Fire |  | No | Yes | No | Yes | Yes | LOI 2 | Reviewed by KS on 28/06/2022 |  | Point | Yes | FTH, FHS |  | Parent |  | 1.1.8.2.2 | Fire Protection | RTO | RTO | Pr_70_55_62 | Phase change outlet products
MHV | ACTIVE | Motorised Hydrant Main Isolation Valve | Yes | Fire |  | No | No | No | Yes | Yes | LOI 3 | Reviewed by Karlo Siljeg 21/03/22 |  | Point | Yes | FTH, FHS |  | Parent |  | 1.1.8.2.2 | Fire Protection | RTO | RTO | Pr_65_54_30 | Fire fighting valves and devices | Pr_65_54_30_22 | Deluge valves
MFM | ACTIVE | Multi Function Meter | No | Instrumentation & Control | Varies | No | Yes | No | Yes | No | LOI 0 | Reviewed by Karlo Siljeg 21/03/22 |  | Point | Yes | CONT |  | Child |  | 1.1.8.1 | Building Management System | MCo | RTO/MCo | Pr_80_51_51 | Metering and test products | Pr_80_51_51_28 | Energy meters
MER | ACTIVE | Mobile Phone Equipment Rack | No | Telecommunication |  | No | No | No | Yes | Yes | LOI 3 | Reviewed by Karlo Siljeg 21/03/22 |  | Point | Yes | CONT |  | Parent |  | 1.1.5 | ICT/OCS | Unallocated | Unallocated | Pr_80_77_27 | Equipment boards, racks and supports | Pr_80_77_27_42 | IT and telecommunications equipment racks
MEP | ACTIVE | Master Emergency Control Panel | No | Fire |  | Yes | Yes | Yes | Yes | Yes | LOI 2 | Reviewed by Karlo Siljeg 21/03/22 |  | Point | Yes | FTH, FHS, GSU |  | Parent |  | 1.1.8.2 | Emergency Management System | RTO | RTO | Pr_75_75_30 | Fire alarm detection devices and control equipment | Pr_75_75_30_50 | Manual call points
MEN | ACTIVE | Multiple Earth Neutral | Yes | Earthing | Electrical | No | No | No | Yes | No | LOI 3 | Reviewed by Karlo Siljeg 21/03/22 |  | Point | Yes | Earthing |  | Parent |  | 1.1.9.5 | Earthing And Bonding | RTO | RTO | Pr_65_70_46 | Lightning protection and earthing components | Pr_65_70_46_24 | Earth bars
MEF | ACTIVE | Misc. Exhaust Fan | N/A | Mechanical |  | Yes | Yes | Yes | Yes | No | LOI 2 | Reviewed by Karlo Siljeg 06/06/2022 |  | Point | Yes | EXA |  | Parent |  | 1.1.3.3 | Mechanical Systems | MCo | RTO | Pr_65_67_29 | Fans | Pr_65_67_29_05 | Axial flow fans
MEB | ACTIVE | Main Earth Bar | Yes | Earthing | Electrical | Yes | Yes | Yes | Yes | No | LOI 2 | Reviewed by Karlo Siljeg 06/06/2022 | Added in the Asset Master Register 6/06/2022 | Point | Yes | Earthing |  | Parent |  | 1.1.9.5 | Earthing And Bonding | RTO | RTO | Pr_65_70_46 | Lightning protection and earthing components | Pr_65_70_46_24 | Earth bars
MDW | ACTIVE | Maintenance Diagnostic Centre Workstation | N/A | ATS (EBI Screen) |  | No | No | No | Yes | Yes | LOI 3 | Reviewed by KS on 28/06/2022 |  | Point | Yes | CONT |  | Parent |  | 1.1.5 | ICT/OCS | Unallocated | Unallocated | Pr_70_75_15 | Computers and peripherals | Pr_70_75_15_24 | Display screen monitors
MDS | ACTIVE | Maintenance Diagnostic Centre Server Rack | N/A | ATS (EBI Screen) |  | No | No | No | Yes | Yes | LOI 3 | Reviewed by KS on 28/06/2022 |  | Point | Yes | CONT |  | Child |  | 1.1.5 | ICT/OCS | Unallocated | Unallocated | Pr_80_77_27 | Equipment boards, racks and supports | Pr_80_77_27_42 | IT and telecommunications equipment racks
MDL | ACTIVE | Magnetic Door Lock | Yes | Security Systems |  | Yes | No | Yes | Yes | No | LOI 3 | Reviewed by Karlo Siljeg 21/03/22 |  | Point | Yes | SEC |  | Parent |  | 1.1.5.5.4 | Security Control System | RTO | RTO | Pr_75_75_27 | Electronic access control products | Pr_75_75_27_23 | Door status monitoring devices
MDF | ACTIVE | Main Distribution Frame | N/A | Telecommunication |  | No | No | No | Yes | Yes | LOI 3 | Reviewed by KS on 28/06/2022 |  | Point | Yes | CONT |  | Parent |  | 1.1.5 | ICT/OCS | Unallocated | Unallocated | Pr_70_75_88 | Telecoms equipment | Pr_70_75_88_86 | Telephone distribution frames
MDB | ACTIVE | Main Distribution Board | Yes | Electrical LV | Electrical | Yes | No | Yes | Yes | Yes | LOI 3 | Reviewed by Karlo Siljeg 21/03/22 |  | Point | Yes | Power LV |  | Parent |  | 1.1.9.3.1 | LV Power | MCo | RTO | Pr_60_70_22 | Distribution boxes and switchboards | Pr_60_70_22_22 | Distribution boards
MCV | ACTIVE | Motorised Control Valve / Pressure Independent Control Valve | Yes | Mechanical |  | Yes | Yes | Yes | Yes | No | LOI 2 | Reviewed by Karlo Siljeg 21/03/22 |  | Point | Yes | Unassigned |  | Child |  | 1.1.3.2 | Hydraulic System | MCo | RTO | Pr_65_54_95 | Water services valves | Pr_65_54_95_53 | Motorized valves | LOI Category Updated to suite Model Active Types
MCS | ACTIVE | Motor Control Switchboard for 400VAC | Yes | Electrical LV | Electrical | No | No | No | Yes | Yes | LOI 3 | Reviewed by Karlo Siljeg 21/03/22 |  | Point | Yes | Power LV |  | Parent |  | 1.1.9.3.1 | LV Power | MCo | RTO | Pr_60_70_22 | Distribution boxes and switchboards | Pr_60_70_22_19 | Cubicle switchboards
MCR | ACTIVE | Media Converter | N/A | Telecommunication |  | No | Yes | No | Yes | No | LOI 0 | Reviewed by KS on 28/06/2022 |  | Point | Yes | CONT |  | Parent |  | 1.1.5 | ICT/OCS | Unallocated | Unallocated | Pr_75_75_90_65 | Transmission control products | Pr_75_75_90 | Protocol converters
MCQ | ACTIVE | Moulded Case Circuit Breaker | Yes | Electrical LV | Electrical | No | No | No | Yes | No | LOI 3 | Reviewed by Karlo Siljeg 21/03/22 |  | Point | Yes | Power LV |  | Child |  | 1.1.9.3.1 | LV Power | MCo | RTO | Pr_65_72_27 | Electrical protective devices | Pr_65_72_27_53 | Moulded case circuit breakers
MCP | ACTIVE | Manual Call Point | Yes | Fire |  | Yes | Yes | Yes | Yes | No | LOI 2 | Reviewed by Karlo Siljeg 21/03/22 |  | Point | Yes | FTH, FHS, GSU |  | Parent |  | 1.1.8.2 | Emergency Management System | RTO | RTO | Pr_75_75_30 | Fire alarm detection devices and control equipment | Pr_75_75_30_50 | Manual call points
MCF | ACTIVE | Media Converter Copper to Fibre | Yes | Communications |  | No | No | No | Yes | No | LOI 3 | Reviewed by Karlo Siljeg 21/03/22 |  | Point | Yes | COMMS A, COMMS B |  | Parent |  | 1.1.5 | ICT/OCS | Unallocated | Unallocated | Pr_75_75_90 | Transmission control products
MCD | ACTIVE | Main UPS Coms Distribution Board | Yes | Electrical LV | Electrical | No | No | No | Yes | Yes | LOI 3 | Reviewed by Karlo Siljeg 21/03/22 |  | Point | Yes | Power LV |  | Parent |  | 1.1.9.3.1 | LV Power | MCo | RTO | Pr_60_70_22 | Distribution boxes and switchboards | Pr_60_70_22_22 | Distribution boards
MCC | ACTIVE | Motor Control Centre | Yes | Instrumentation & Control | Varies | No | Yes | No | Yes | Yes | LOI 2 | Reviewed by Karlo Siljeg 21/03/22 |  | Point | Yes | CONT |  | Parent |  | 1.1.8 | Control Systems | Unallocated | Unallocated | Pr_75_51_52 | Motor starters, variable frequency drives and contactors | Pr_75_51_52_02 | Alternating current (a.c.) semiconductor motor controllers and starters
MCB | ACTIVE | Miniature Circuit Breaker | Yes | Electrical LV | Electrical | No | No | No | Yes | No | LOI 3 | Reviewed by Karlo Siljeg 21/03/22 |  | Point | Yes | Power LV |  | Child |  | 1.1.9.3.1 | LV Power | MCo | RTO | Pr_65_72_27 | Electrical protective devices | Pr_65_72_27_52 | Miniature circuit breakers
MAD | ACTIVE | MVAC DB | No | Electrical LV | Electrical | No | No | No | Yes | Yes | LOI 3 | Reviewed by Karlo Siljeg 21/03/22 |  | Point | Yes | Power LV |  | Parent |  | 1.1.9.3.1 | LV Power | MCo | RTO | Pr_60_70_22 | Distribution boxes and switchboards | Pr_60_70_22_22 | Distribution boards
LZC | ACTIVE | Lighting Zone Controller | N/A | Electrical LV | Electrical | No | Yes | No | Yes | Yes | LOI 2 | Reviewed by KS on 28/06/2022 |  | Point | Yes | Power LV |  | Parent |  | 1.1.6.2 | Station (Lighting) | MCo | RTO | Pr_70_70_47 | Lighting controls and lighting distribution products | Pr_70_70_47_12 | Centralized lighting controllers
LYT | ACTIVE | Leaky Termination | Yes | Telecommunication |  | No | No | No | Yes | No | LOI 3 | Reviewed by Karlo Siljeg 21/03/22 |  | Point | Yes | CONT |  | Parent |  | 1.1.5 | ICT/OCS | Unallocated | Unallocated | Pr_65_70_15 | Communications cables | Pr_65_70_15_70 | Radio frequency (RF) transmission cables
LVT | ACTIVE | Level Transmitter | No | Instrumentation & Control | Varies | Yes | Yes | Yes | Yes | No | LOI 2 | Reviewed by Karlo Siljeg 21/03/22 |  | Point | Yes | CONT |  | Child |  | 1.1.8 | Control Systems | Unallocated | Unallocated | Pr_75_50_76 | Sensors and detectors | Pr_75_50_76_69 | Proximity sensors and control units | LOI Category Updated to suite Model Active Types
LSX | ACTIVE | Level Sensor | No | Instrumentation & Control | Varies | No | No | No | Yes | No | LOI 3 | Reviewed by Karlo Siljeg 21/03/22 |  | Point | Yes | CONT |  | Child |  | 1.1.8 | Control Systems | Unallocated | Unallocated | Pr_75_50_76 | Sensors and detectors
LSW | ACTIVE | Level Switch | No | Instrumentation & Control | Varies | No | No | No | Yes | No | LOI 3 | Reviewed by Karlo Siljeg 21/03/22 |  | Point | Yes | CONT |  | Parent |  | 1.1.8 | Control Systems | Unallocated | Unallocated | Pr_75_50_46 | Liquid level controllers and switches | Pr_75_50_46_46 | Level controls and alarms
LSL | ACTIVE | Level Switch Low | Yes | Instrumentation & Control | Varies | Yes | Yes | Yes | Yes | No | LOI 2 | Reviewed by Karlo Siljeg 21/03/22 |  | Point | Yes | CONT |  | Child |  | 1.1.3.1 | Vertical Transport | MCo | RTO | Pr_75_50_46 | Liquid level controllers and switches | Pr_75_50_46_46 | Level controls and alarms | LOI Category Updated to suite Model Active Types
LSH | ACTIVE | Level Switch High | No | Instrumentation & Control | Varies | Yes | Yes | Yes | Yes | No | LOI 2 | Reviewed by Karlo Siljeg 21/03/22 |  | Point | Yes | CONT |  | Child |  | 1.1.3.1 | Vertical Transport | MCo | RTO | Pr_75_50_46 | Liquid level controllers and switches | Pr_75_50_46_46 | Level controls and alarms | LOI Category Updated to suite Model Active Types
LSB | ACTIVE | Low Voltage Switchboard | No | Electrical LV | Electrical | No | No | No | Yes | Yes | LOI 3 | Reviewed by Karlo Siljeg 21/03/22 |  | Point | Yes | Power LV |  | Parent |  | 1.1.9.3.1 | LV Power | MCo | RTO | Pr_60_70_22 | Distribution boxes and switchboards | Pr_60_70_22_19 | Cubicle switchboards
LRS | ACTIVE | Device Level Ring Switch (ETAP) | No | Telecommunication |  | No | No | No | Yes | No | LOI 3 | Reviewed by Karlo Siljeg 21/03/22 | Added in the Asset Master Register 6/06/2022 | Point | Yes | CONT |  | Parent |  | 1.1.5 | ICT/OCS | Unallocated | Unallocated | Pr_70_75_52 | Mesh network products | Pr_70_75_52_56 | Network switches
LRF | ACTIVE | Local/Remote Selector Switch | N/A | Instrumentation & Control | Varies | No | Yes | No | Yes | No | LOI 0 | Reviewed by KS on 28/06/2022 |  | Point | Yes | CONT |  | Parent |  | 1.1.8 | Control Systems | Unallocated | Unallocated | Pr_60_70_48 | Low-voltage switchgear | Pr_60_70_48_88
LQI | ACTIVE | Low Voltage Circuit breaker, 400V, incomer | No | Electrical LV | Electrical | No | Yes | No | Yes | No | LOI 0 | Reviewed by Karlo Siljeg 21/03/22 |  | Point | Yes | Power LV |  | Child |  | 1.1.9.3.1 | LV Power | MCo | RTO | Pr_65_72_27 | Electrical protective devices | Pr_65_72_27_02 | Air circuit breakers
LQF | ACTIVE | Low Voltage Circuit breaker, 400V, feeder | Yes | Electrical LV | Electrical | No | Yes | No | Yes | No | LOI 0 | Reviewed by Karlo Siljeg 21/03/22 |  | Point | Yes | Power LV |  | Child |  | 1.1.9.3.1 | LV Power | MCo | RTO | Pr_65_72_27 | Electrical protective devices | Pr_65_72_27_02 | Air circuit breakers
LPS | ACTIVE | Lightening Protection Spire | Yes | Earthing | Electrical | No | Yes | No | Yes | No | LOI 0 | Reviewed by Karlo Siljeg 21/03/22 |  | Point | Yes | Earthing |  | Parent |  | 1.1.9.5 | Earthing And Bonding | RTO | RTO | Pr_65_70_46 | Lightning protection and earthing components | Pr_65_70_46_27 | Earth rods
LPP | ACTIVE | Lift Power Panel | Yes | Mechanical |  | No | Yes | No | Yes | No | LOI 2 | Reviewed by Karlo Siljeg 21/03/22 |  | Point | Yes | Unassigned |  | Parent |  | 1.1.8.1 | Building Management System | MCo | RTO/MCo | Pr_60_70_22 | Distribution boxes and switchboards | Pr_60_70_22_22 | Distribution boards
LPM | ACTIVE | Power Monitor (400V) | Yes | Instrumentation & Control | Electrical | No | No | No | Yes | No | LOI 3 | Reviewed by Karlo Siljeg 21/03/22 |  | Point | Yes | CONT |  | Parent |  | 1.1.8 | Control Systems | Unallocated | Unallocated | Pr_75_75_15 | Computers and peripherals | Pr_75_75_15_24 | Display screen monitors
LPD | ACTIVE | Light and Power Distribution Board | Yes | Electrical LV | Electrical | No | No | No | Yes | Yes | LOI 3 | Reviewed by KS on 06/06/2022 | Added in the Asset Master Register 6/06/2022 | Point | Yes | Power LV |  | Parent |  | 1.1.9.3.1 | LV Power | MCo | RTO | Pr_60_70_22 | Distribution boxes and switchboards | Pr_60_70_22_46 | Lighting distribution boxes
LNB | ACTIVE | Low Voltage Room Neutral Bar | Yes | Earthing | Electrical | Yes | Yes | Yes | Yes | No | LOI 2 | Reviewed by KS on 06/06/2022 | Added in the Asset Master Register 6/06/2022 | Point | Yes | Earthing |  | Parent |  | 1.1.9.5 | Earthing And Bonding | RTO | RTO | Pr_65_70_46 | Lightning protection and earthing components | Pr_65_70_46_24 | Earth bars
LMP | ACTIVE | LV Marshalling Panel | Yes | Instrumentation & Control | Electrical | No | No | No | Yes | Yes | LOI 3 | Reviewed by KS on 06/06/2022 | Added in the Asset Master Register 6/06/2022 | Point | Yes | CONT |  | Parent |  | 1.1.8 | Control Systems | Unallocated | Unallocated | Pr_75_50_18 | Controllers and control panels | Pr_75_50_18_17 | Control panels
LJB | ACTIVE | Low Voltage Junction Box | Yes | Electrical LV | Electrical | Yes | Yes | Yes | Yes | No | LOI 2 | Reviewed by KS on 06/06/2022 |  | Point | Yes | Power LV |  | Parent |  | 1.1.9.3.1 | LV Power | MCo | RTO | Pr_80_77_28 | Equipment enclosures, cabinets, boxes and housings | Pr_80_77_28_08 | Cable junction boxes
LGW | ACTIVE | Lighting Gateway | Yes | Electrical LV | Electrical | No | Yes | No | Yes | Yes | LOI 0 | Reviewed by KS on 06/06/2022 | Added in the Asset Master Register 6/06/2022 | Point | Yes | Power LV |  | Child |  | 1.1.6.2 | Station (Lighting) | MCo | RTO | Pr_70_70_47 | Lighting controls and lighting distribution products | Pr_70_70_47_12 | Centralized lighting controllers
LGT | ACTIVE | Lighting Equipment | N/A | Electrical LV | Electrical | No | Yes | No | Yes | No | LOI 0 | Added by Karlo Siljeg on 3/08/2022 |  | Point | Yes | Power LV |  | Parent |  | 1.1.9.3.1 | LV Power | MCo | RTO | Pr_70_70_48 | Luminaires, lighting track and lighting accessories
LGS | ACTIVE | Light Switch | N/A | Electrical LV | Electrical | Yes | Yes | Yes | Yes | No | LOI 2 | Reviewed by KS on 28/06/2022 |  | Point | Yes | Power LV |  | Parent |  | 1.1.6.2 | Station (Lighting) | MCo | RTO | Pr_65_72_97 | Wiring accessories | Pr_65_72_97_46 | Light switches
LGO | ACTIVE | FOH Lockable General Purpose Outlet | Yes | Electrical LV | Electrical | No | No | No | Yes | No | LOI 3 | Reviewed by KS on 06/06/2022 | Added in the Asset Master Register 6/06/2022 | Point | Yes | Power LV |  | Parent |  | 1.1.9.3.1 | LV Power | MCo | RTO | Pr_65_72_97 | Wiring accessories | Pr_65_72_97_82 | Specialist socket outlets
LFT | ACTIVE | Lift | Yes | Vertical Transport |  | Yes | Yes | Yes | Yes | Yes | LOI 2 | Reviewed by KS on 06/06/2022 | Added in the Asset Master Register 6/06/2022 | Point | Yes | VT |  | Parent |  | 1.1.3.1 | Vertical Transport | MCo | RTO | Pr_65_80 | Transport distribution products
LEP | ACTIVE | Low Voltage Electrical Pit | Yes | Electrical LV | Electrical | Yes | Yes | Yes | Yes | No | LOI 2 | Reviewed by KS on 06/06/2022 | Added in the Asset Master Register 6/06/2022 | Point | Yes | Power LV |  | Parent |  | 1.1.9.3.1 | LV Power | MCo | RTO | Pr_80_77_28 | Equipment enclosures, cabinets, boxes and housings
LEB | ACTIVE | Low Voltage Room Earth Bar | Yes | Earthing | Electrical | Yes | Yes | Yes | Yes | No | LOI 2 | Reviewed by KS on 06/06/2022 | Added in the Asset Master Register 6/06/2022 | Point | Yes | Earthing |  | Parent |  | 1.1.9.5 | Earthing And Bonding | RTO | RTO | Pr_65_70_46 | Lightning protection and earthing components | Pr_65_70_46_24 | Earth bars
LDB | ACTIVE | Lighting Distribution Board | Yes | Electrical LV | Electrical | No | No | No | Yes | Yes | LOI 3 | Reviewed by KS on 06/06/2022 | Added in the Asset Master Register 6/06/2022 | Point | Yes | Power LV |  | Parent |  | 1.1.6.2 | Station (Lighting) | MCo | RTO | Pr_60_70_22 | Distribution boxes and switchboards | Pr_60_70_22_46 | Lighting distribution boxes
LCT | ACTIVE | Lighting Circuit | N/A | Electrical LV | Electrical | No | Yes | No | Yes | No | LOI 0 | Reviewed by KS on 28/06/2022 |  | Point | Yes | Power LV |  | Parent |  | 1.1.6.2 | Station (Lighting) | MCo | RTO |  | Need to allocate
LCS | ACTIVE | Local Control Station | Yes | Fire |  | Yes | Yes | Yes | Yes | Yes | LOI 2 | Reviewed by Karlo Siljeg 21/03/22 | Added in the Asset Master Register 6/06/2022 | Point | Yes | FTH, FHS, GSU |  | Parent |  | 1.1.8.2.2 | Fire Protection | RTO | RTO | Pr_75_75_30 | Fire alarm detection devices and control equipment | Pr_75_75_30_29 | Fire alarm panels
LCP | ACTIVE | Lighting Control Panel | Yes | Electrical LV | Electrical | Yes | Yes | Yes | Yes | Yes | LOI 2 | Reviewed by Karlo Siljeg 21/03/22 |  | Point | Yes | Power LV |  | Parent |  | 1.1.6.2 | Station (Lighting) | MCo | RTO | Pr_75_50_18 | Controllers and control panels | Pr_75_50_18_17 | Control panels
LCC | ACTIVE | Lift Control Cabinet | Yes | Instrumentation & Control | Vertical Transport | Yes | Yes | Yes | Yes | Yes | LOI 2 | Reviewed by Karlo Siljeg 21/03/22 |  | Point | Yes | CONT |  | Parent |  | 1.1.3.1 | Vertical Transport | MCo | RTO | Pr_75_50_18 | Controllers and control panels | Pr_75_50_18_17 | Control panels
LBT | ACTIVE | Low Voltage Bus Tie | Yes | Electrical LV | Electrical | No | Yes | No | Yes | No | LOI 0 | Reviewed by Karlo Siljeg 21/03/22 |  | Point | Yes | Power LV |  | Parent |  | 1.1.9.3.1 | LV Power | MCo | RTO | Pr_60_70_48 | Low voltage switchgear | Pr_60_70_48_48 | Low voltage switches
LBI | ACTIVE | Live Bus Indicator | Yes | Electrical Traction | Electrical | No | No | No | Yes | No | LOI 3 | Reviewed by Karlo Siljeg 21/03/22 |  | Point | Yes | TRAC A, TRAC B, DC A, DC B |  | Parent |  | 1.1.9.2.1 | Traction Substation | RTO | RTO | Pr_70_75_94 | Visual and audible indicators
LAR | ACTIVE | Lightning Arrestor | Yes | Earthing | Electrical | No | No | No | Yes | No | LOI 3 | Reviewed by Karlo Siljeg 21/03/22 |  | Point | Yes | Earthing |  | Parent |  | 1.1.9.5 | Earthing And Bonding | RTO | RTO | Pr_65_70_46 | Lightning protection and earthing components | Pr_65_70_46_15 | Copper solid circular lightning conductors
KWH | ACTIVE | Kilowatt Hour Meter | No | Electrical LV | Electrical | No | Yes | No | Yes | No | LOI 0 | Reviewed by Karlo Siljeg 21/03/22 |  | Point | Yes | Power LV |  | Child |  | 1.1.8.1 | Building Management System | MCo | RTO/MCo | Pr_80_51_51 | Metering and test products | Pr_80_51_51_28 | Energy meters
KOS | ACTIVE | Key Override Sensor | N/A | Telecommunication |  | No | No | No | Yes | No | LOI 3 | Reviewed by KS on 28/06/2022 |  | Point | Yes | CONT |  | Parent |  | 1.1.5 | ICT/OCS | Unallocated | Unallocated |  | Need to allocate
KEF | ACTIVE | Kitchen Exhaust Fan | No | Mechanical |  | Yes | Yes | Yes | Yes | No | LOI 2 | Reviewed by Karlo Siljeg 21/03/22 |  | Point | Yes | KTE |  | Parent |  | 1.1.3.3.2 | MVAC | MCo | RTO | Pr_65_67_29 | Fans | Pr_65_67_29_05 | Axial flow fans
JMX | ACTIVE | Power Monitor | No | Instrumentation & Control | Electrical | No | No | No | Yes | No | LOI 3 | Reviewed by Karlo Siljeg 21/03/22 |  | Point | Yes | CONT |  | Parent |  | 1.1.8 | Control Systems | Unallocated | Unallocated | Pr_75_75_15 | Computers and peripherals | Pr_75_75_15_24 | Display screen monitors
JFN | ACTIVE | Jet Fan | Yes | Tunnel Ventilation System | Mechanical | No | Yes | No | Yes | Yes | LOI 2 | Reviewed by Karlo Siljeg 21/03/22 |  | Point | Yes | OTE | Tunnel Ventilation System | Parent |  | 1.1.7.1 | Tunnel Ventilation | MCo | RTO | Pr_65_67_29 | Fans | Pr_65_67_29_44 | Jet fans
JBX | ACTIVE | Junction Box | Yes | Electrical LV | Electrical | Yes | Yes | Yes | Yes | No | LOI 2 | Reviewed by Karlo Siljeg 21/03/22 |  | Point | Yes | Power LV |  | Parent |  | 1.1.9.3.1 | LV Power | MCo | RTO | Pr_80_77_28 | Equipment enclosures, cabinets, boxes and housings | Pr_80_77_28_08 | Cable junction boxes
IVS | ACTIVE | Isolation Valve - Solenoid | Yes | Fire |  | No | No | No | Yes | No | LOI 3 | Reviewed by Karlo Siljeg 21/03/22 |  | Point | Yes | FTH, FHS, GSU |  | Parent |  | 1.1.8.2.2 | Fire Protection | RTO | RTO | Pr_65_54_30 | Fire fighting valves and devices | Pr_65_54_30_22 | Deluge valves
IVM | ACTIVE | Isolation Valve - Monitored | Yes | Fire |  | Yes | Yes | Yes | Yes | No | LOI 2 | Reviewed by Karlo Siljeg 21/03/22 |  | Point | Yes | FTH, FHS, GSU |  | Parent |  | 1.1.8.2.2 | Fire Protection | RTO | RTO | Pr_65_54_95 | Water services valves | Pr_65_54_95_08 | Butterfly valves
ITD | ACTIVE | Intake Damper | Yes | Mechanical |  | No | No | No | Yes | No | LOI 3 | Reviewed by Karlo Siljeg 21/03/22 |  | Point | Yes | SPA, OSA, TFA |  | Child |  | 1.1.3.3 | Mechanical Systems | MCo | RTO | Pr_65_65_24 | Duct dampers
ISO | ACTIVE | Signal Isolator | Yes | Instrumentation & Control |  | No | Yes | No | Yes | No | LOI 2 | Reviewed by Karlo Siljeg 21/03/22 |  | Point | Yes | CONT |  | Parent |  | 1.1.8 | Control Systems | Unallocated | Unallocated | Pr_65_72_27 | Electrical protective devices | Pr_65_72_27_42 | Isolation transformers
IOT | ACTIVE | Internal Operations Telephone | No | Telecommunication |  | No | No | No | Yes | No | LOI 3 | Reviewed by Karlo Siljeg 21/03/22 |  | Point | Yes | CONT |  | Parent |  | 1.1.5 | ICT/OCS | Unallocated | Unallocated | Pr_70_75_88 | Telecoms equipment | Pr_70_75_88_89 | Telephone operator consoles
INJ | ACTIVE | Injector | N/A | Telecommunication |  | No | No | No | Yes | No | LOI 3 | Reviewed by KS on 28/06/2022 |  | Point | Yes | CONT |  | Parent |  | 1.1.5 | ICT/OCS | Unallocated | Unallocated |  | Need to allocate
IGP | ASSET HIVE ONLY | In-ground stormwater/sewer/tradewaste | N/A | Hydraulic |  | No | No | No | No | No | LOI 1 | Added by Karlo Siljeg on 3/08/2022 | Used for Asset Hive | Dummy | Yes | N/A |  | Parent |  | 1.4.1.8 | Drains | RTO | RTO | N/A | N/A | N/A | N/A
IDF | ACTIVE | Intermediate Distribution Frame | No | Telecommunication |  | No | No | No | Yes | No | LOI 3 | Reviewed by Karlo Siljeg 21/03/22 |  | Point | Yes | CONT |  | Parent |  | 1.1.5 | ICT/OCS | Unallocated | Unallocated | Pr_80_77_27 | Equipment boards, racks and supports | Pr_80_77_27_42 | IT and telecommunications equipment racks
IBV | ACTIVE | Isolation - Butterfly Valve | Yes | Fire |  | Yes | Yes | Yes | Yes | No | LOI 2 | Reviewed by Karlo Siljeg 21/03/22 |  | Point | Yes | FTH, FHS, GSU |  | Parent |  | 1.1.8.2.2 | Fire Protection | RTO | RTO | Pr_65_54_95 | Water services valves | Pr_65_54_95_08 | Butterfly valves
HWU | ACTIVE | Hot Water Unit | No | Hydraulic |  | Yes | Yes | Yes | Yes | Yes | LOI 2 | Reviewed by Karlo Siljeg 21/03/22 |  | Point | Yes | DHW |  | Parent |  | 1.1.3.2 | Hydraulic System | MCo | RTO | Pr_60_50_20 | Cylinders and buffer vessels | Pr_60_50_20_21 | Direct hot water storage cylinders
HWP | ACTIVE | Hot Water Circulation pump | Yes | Hydraulic |  | Yes | Yes | Yes | Yes | Yes | LOI 2 | Reviewed by Karlo Siljeg 21/03/22 |  | Point | Yes | HHR |  | Child |  | 1.1.3.2 | Hydraulic System | MCo | RTO | Pr_65_53_86 | Supply and exhaust pumps | Pr_65_53_86_12 | Centrifugal pumps
HWI | ACTIVE | Hot Water Isolation Valve | Yes | Hydraulic |  | No | Yes | No | Yes | No | LOI 2 | Reviewed by Karlo Siljeg 21/03/22 |  | Point | Yes | DHW |  | Child |  | 1.1.3.2 | Hydraulic System | MCo | RTO | Pr_65_54_94 | Water supply valves | N/A | N/A
HWH | ACTIVE | Hot Water Heater (Electric/Gas) | Yes | Hydraulic |  | Yes | Yes | Yes | Yes | No | LOI 2 | Reviewed by Karlo Siljeg 21/03/22 |  | Point | Yes | DHW |  | Parent |  | 1.1.3.2 | Hydraulic System | MCo | RTO | Pr_60_60_08 | Boilers
HVS | ACTIVE | High Voltage Switchboard | No | Electrical HV | Electrical | Yes | Yes | Yes | Yes | Yes | LOI 2 | Reviewed by Karlo Siljeg 21/03/22 |  | Point | Yes | POWER HV |  | Parent |  | 1.1.9.3 | Station Substation | MCo | RTO | Pr_60_70_36 | High voltage switchgear and transformers | Pr_60_70_36_53 | High voltage modular switchboards
HVB | ACTIVE | High Voltage Switchgear Bay | No | Electrical HV | Electrical | No | No | No | Yes | Yes | LOI 3 | Reviewed by Karlo Siljeg 21/03/22 |  | Point | Yes | POWER HV |  | Parent |  | 1.1.9.3 | Station Substation | MCo | RTO | Pr_60_70_36 | High voltage switchgear and transformers
HTT | ASSET HIVE ONLY | Hydrant Test | N/A | Fire |  | No | Yes | No | No | No | LOI 0 | Added on 20/09/2022 used for testing | Used for Asset Hive | Dummy | Yes | N/A |  | Parent |  | 1.1.8.2.2 | Fire Protection | RTO | RTO | N/A | N/A | N/A | N/A
HTR | ACTIVE | Fan Anti Condensation Heater | No | Mechanical |  | No | Yes | No | Yes | No | LOI 0 | Reviewed by Karlo Siljeg 21/03/22 |  | Point | Yes | CON |  | Child |  | 1.1.7.1 | Tunnel Ventilation | MCo | RTO |  | Need to allocate
HTD | ACTIVE | Heat Detector | No | Fire |  | Yes | Yes | Yes | Yes | No | LOI 2 | Reviewed by Karlo Siljeg 21/03/22 |  | Point | Yes | FTH, FHS, GSU |  | Parent |  | 1.1.8.2.1 | Fire Detection | RTO | RTO | Pr_75_75_30 | Fire alarm detection devices and control equipment | Pr_75_75_30_64 | Point heat detectors
HSD | ACTIVE | High Voltage Surge Diverter | Yes | Electrical HV | Electrical | No | Yes | No | Yes | No | LOI 2 | Reviewed by Karlo Siljeg 21/03/22 |  | Point | Yes | POWER HV |  | Child |  | 1.1.9.3 | Station Substation | MCo | RTO | Pr_65_72_27 | Electrical protective devices | Pr_65_72_27_88 | Transient overvoltage surge suppression devices
HQI | ACTIVE | High Voltage Circuit Breaker, Incomer | Yes | Electrical HV | Electrical | No | Yes | No | Yes | No | LOI 0 | Reviewed by Karlo Siljeg 21/03/22 |  | Point | Yes | POWER HV |  | Child |  | 1.1.9.3 | Station Substation | MCo | RTO | Pr_60_70_36 | High voltage switchgear and transformers | Pr_60_70_36_12 | High voltage circuit breakers
HQF | ACTIVE | High Voltage Circuit Breaker, Feeder | Yes | Electrical HV | Electrical | No | Yes | No | Yes | No | LOI 0 | Reviewed by Karlo Siljeg 21/03/22 |  | Point | Yes | POWER HV |  | Child |  | 1.1.9.3 | Station Substation | MCo | RTO | Pr_60_70_36 | High voltage switchgear and transformers | Pr_60_70_36_12 | High voltage circuit breakers
HPT | ASSET HIVE ONLY | Hydrostatic Pressure Test | N/A | Fire |  | No | No | No | No | No | LOI 1 | Added by Karlo Siljeg on 3/08/2022 | Used for Asset Hive | Dummy | Yes | N/A |  | Parent |  | 1.1.8.2.2 | N/A | RTO | RTO | N/A | N/A | N/A | N/A
HPR | ACTIVE | Hydraulic - Pressure Reducing Valve | Yes | Hydraulic |  | No | No | No | Yes | No | LOI 3 | Reviewed by Karlo Siljeg 21/03/22 |  | Point | Yes | OVF, SRM, SDR, SDM, STW, TDW, TDR, TDM, WRM, TRW |  | Child |  | 1.1.3.2 | Hydraulic System | MCo | RTO | Pr_65_54_95 | Water services valves | Pr_65_54_95_65 | Pressure relief valves
HPP | ACTIVE | High Voltage Protection Panel | Yes | Electrical HV | Electrical | Yes | Yes | Yes | Yes | Yes | LOI 2 | Reviewed by Karlo Siljeg 21/03/22 |  | Point | Yes | POWER HV |  | Parent |  | 1.1.9.3 | Station Substation | MCo | RTO | Pr_60_70_36 | High voltage switchgear and transformers | Pr_60_70_36_83 | High voltage switchgear protection and control modules
HPE | ACTIVE | High Voltage Protection Relay | Yes | Electrical HV | Electrical | No | Yes | No | Yes | No | LOI 0 | Reviewed by Karlo Siljeg 21/03/22 |  | Point | Yes | POWER HV |  | Child |  | 1.1.9.3 | Station Substation | MCo | RTO | Pr_75_50_50 | Measuring and monitoring relays
HMP | ACTIVE | High Voltage Metering Panel | Yes | Electrical HV | Electrical | No | No | No | Yes | Yes | LOI 3 | Reviewed by Karlo Siljeg 21/03/22 |  | Point | Yes | POWER HV |  | Parent |  | 1.1.9.3 | Station Substation | MCo | RTO | Pr_65_72_43 | Power conditioning equipment | Pr_65_72_43_96 | Voltage transformers
HMI | ACTIVE | Human Machine Interface | Yes | Instrumentation & Control | Varies | Yes | Yes | Yes | Yes | Yes | LOI 2 | Reviewed by Karlo Siljeg 21/03/22 |  | Point | Yes | CONT |  | Child |  | 1.1.9.3.1 | LV Power | MCo | RTO | Pr_75_75_15 | Computers and peripherals | Pr_75_75_15_90 | Touchscreen monitors
HLP | ACTIVE | Hearing Loop | N/A | Telecommunication |  | No | No | No | Yes | Yes | LOI 3 | Reviewed by KS on 28/06/2022 |  | Point | Yes | CONT |  | Parent |  | 1.1.5 | ICT/OCS | Unallocated | Unallocated |  | Need to allocate
HLI | ACTIVE | High Level Interface | Yes | Instrumentation & Control | Varies | Yes | Yes | Yes | Yes | Yes | LOI 2 | Reviewed by Karlo Siljeg 21/03/22 |  | Point | Yes | CONT |  | Parent |  | 1.1.3.3.2 | MVAC | MCo | RTO |  | Need to allocate
HLA | ACTIVE | Hearing Loop Amplifier | N/A | Telecommunication |  | No | No | No | Yes | No | LOI 3 | Reviewed by KS on 28/06/2022 |  | Point | Yes | CONT |  | Parent |  | 1.1.5 | ICT/OCS | Unallocated | Unallocated |  | Need to allocate
HJX | ACTIVE | High Voltage Joint Bay | Yes | Electrical HV | Electrical | No | No | No | Yes | Yes | LOI 3 | Reviewed by Karlo Siljeg 21/03/22 |  | Point | Yes | POWER HV |  | Parent |  | 1.1.9.3 | Station Substation | MCo | RTO | Pr_80_77_28 | Equipment enclosures, cabinets, boxes and housings | Pr_80_77_28_08 | Cable junction boxes
HJB | ACTIVE | High Voltage Junction Box | Yes | Electrical HV | Electrical | Yes | Yes | Yes | Yes | No | LOI 2 | Reviewed by Karlo Siljeg 21/03/22 |  | Point | Yes | POWER HV |  | Parent |  | 1.1.9.3 | Station Substation | MCo | RTO | Pr_80_77_28 | Equipment enclosures, cabinets, boxes and housings | Pr_80_77_28_08 | Cable junction boxes
HIV | ACTIVE | Hydrant Main Isolation Valve | Yes | Fire |  | No | No | No | Yes | No | LOI 3 | Reviewed by Karlo Siljeg 21/03/22 |  | Point | Yes | FTH, FHS |  | Parent |  | 1.1.8.2.2 | Fire Protection | RTO | RTO | Pr_65_54_30 | Fire fighting valves and devices | Pr_65_54_30_22 | Deluge valves
HIS | ACTIVE | High Voltage Isolator | Yes | Electrical HV | Electrical | No | Yes | No | Yes | No | LOI 2 | Reviewed by Karlo Siljeg 21/03/22 |  | Point | Yes | POWER HV |  | Child |  | 1.1.9.3 | Station Substation | MCo | RTO | Pr_60_70_36 | High voltage switchgear and transformers | Pr_60_70_36_80 | High voltage switch-disconnectors
HFU | ACTIVE | High Frequency Unit | N/A | Electrical LV | Electrical | No | No | No | Yes | No | LOI 3 | Reviewed by KS on 28/06/2022 |  | Point | Yes | Power LV |  | Parent |  | 1.1.9 | Power | Unallocated | Unallocated |  | Need to allocate
HFO | ASSET HIVE ONLY | Hydraulic Fit Off | N/A | Hydraulic |  | No | No | No | No | No | LOI 1 | Added by Karlo Siljeg on 3/08/2022 | Used for Asset Hive | Dummy | Yes | N/A |  | Parent |  | 1.1.3.2 | Hydraulic System | MCo | RTO | N/A | N/A | N/A | N/A
HES | ACTIVE | High Voltage Earth Switch | Yes | Electrical HV | Electrical | No | Yes | No | Yes | Yes | LOI 0 | Reviewed by Karlo Siljeg 21/03/22 |  | Point | Yes | POWER HV |  | Child |  | 1.1.9.5 | Earthing And Bonding | RTO | RTO | Pr_60_70_36 | High voltage switchgear and transformers | Pr_60_70_36_26 | High voltage earthing switches
HEP | ACTIVE | High Voltage Electrical Pit | Yes | Electrical HV | Electrical | Yes | No | Yes | Yes | Yes | LOI 3 | Reviewed by Karlo Siljeg 21/03/22 |  | Point | Yes | POWER HV |  | Parent |  | 1.1.9.3 | Station Substation | MCo | RTO | Pr_80_77_28 | Equipment enclosures, cabinets, boxes and housings
HEB | ACTIVE | High Voltage Room Main Earth Bar | Yes | Earthing | Electrical | Yes | Yes | Yes | Yes | No | LOI 2 | Reviewed by Karlo Siljeg 21/03/22 |  | Point | Yes | Earthing |  | Parent |  | 1.1.9.5 | Earthing And Bonding | RTO | RTO | Pr_65_70_46 | Lightning protection and earthing components | Pr_65_70_46_24 | Earth bars
HDT | ACTIVE | Heat Detector. | Yes | Instrumentation & Control | Varies | Yes | Yes | Yes | Yes | No | LOI 2 | Reviewed by Karlo Siljeg 21/03/22 |  | Point | Yes | CONT |  | Parent |  | 1.1.8 | Control Systems | Unallocated | Unallocated | Pr_75_75_30 | Fire alarm detection devices and control equipment | Pr_75_75_30_37 | Heat alarms | LOI Category Updated to suite Model Active Types
HDS | ACTIVE | Hydraulic Separator | Yes | Mechanical |  | No | No | No | Yes | Yes | LOI 3 | Reviewed by Karlo Siljeg 21/03/22 |  | Point | Yes | SPA |  | Parent |  | 1.1.3.2 | Hydraulic System | MCo | RTO | Pr_65_52_62 | Pipe jointing materials | Pr_65_52_62_62 | Pipeline connectors
HDB | ACTIVE | HVAC DB | Yes | Electrical LV | Electrical | No | No | No | Yes | Yes | LOI 3 | Reviewed by Karlo Siljeg 21/03/22 |  | Point | Yes | Power LV |  | Parent |  | 1.1.3.3.2 | MVAC | MCo | RTO | Pr_60_70_22 | Distribution boxes and switchboards | Pr_60_70_22_22 | Distribution boards
HCJ | ACTIVE | High Voltage Cable Joint | Yes | Electrical HV | Electrical | No | No | No | Yes | No | LOI 3 | Reviewed by Karlo Siljeg 21/03/22 |  | Point | Yes | POWER HV |  | Child |  | 1.1.9.3 | Station Substation | MCo | RTO | Pr_65_70_36 | High voltage cables
HCF | ACTIVE | Harmonic Filter | Yes | Electrical LV | Electrical | Yes | Yes | Yes | Yes | No | LOI 2 | Reviewed by Karlo Siljeg 21/03/22 |  | Point | Yes | Power LV |  | Parent |  | 1.1.9.3.1 | LV Power | MCo | RTO | Pr_65_72_43 | Power conditioning equipment | Pr_65_72_43_64 | Power conditioning units | LOI Category Updated to suite Model Active Types
HCD | ACTIVE | High Voltage Cable Live Detector | Yes | Electrical HV | Electrical | No | Yes | No | Yes | No | LOI 2 | Reviewed by Karlo Siljeg 21/03/22 |  | Point | Yes | POWER HV |  | Parent |  | 1.1.9.3 | Station Substation | MCo | RTO | Pr_75_50_76 | Sensors and detectors | Pr_75_50_76_95 | Voltage sensors
HCC | ACTIVE | High Voltage Control Cabinet | N/A | Electrical HV | Electrical | No | Yes | No | Yes | Yes | LOI 2 | Reviewed by KS on 28/06/2022 |  | Point | Yes | POWER HV |  | Parent |  | 1.1.9 | Power | Unallocated | Unallocated | Pr_80_77_28 | Equipment enclosures, cabinets, boxes and housings | Pr_80_77_28_70 | Rack cabinets
HCB | ACTIVE | High Voltage Circuit Breaker | Yes | Electrical HV | Electrical | No | No | No | Yes | Yes | LOI 3 | Reviewed by Karlo Siljeg 21/03/22 |  | Point | Yes | POWER HV |  | Child |  | 1.1.9.3 | Station Substation | MCo | RTO | Pr_60_70_36 | High voltage switchgear and transformers | Pr_60_70_36_94 | High voltage vacuum circuit breaker panels
HBT | ACTIVE | High Voltage Bus Tie | Yes | Electrical HV | Electrical | No | Yes | No | Yes | No | LOI 2 | Reviewed by Karlo Siljeg 21/03/22 |  | Point | Yes | POWER HV |  | Child |  | 1.1.9.3 | Station Substation | MCo | RTO | Pr_60_70_36 | High voltage switchgear and transformers | Pr_60_70_36_82 | High voltage switches
HBS | ACTIVE | High Voltage Distribution - 48V Batteries | Yes | Electrical HV | Electrical | Yes | Yes | Yes | Yes | Yes | LOI 2 | Reviewed by Karlo Siljeg 21/03/22 |  | Point | Yes | POWER HV |  | Child |  | 1.1.9.3 | Station Substation | MCo | RTO | Pr_60_70_06 | Batteries and chargers | Pr_60_70_06_71 | Rechargeable dry cell battery chargers
HBC | ACTIVE | High Voltage Distribution - Battery Charger | No | Electrical HV | Electrical | Yes | Yes | Yes | Yes | Yes | LOI 2 | Reviewed by Karlo Siljeg 21/03/22 |  | Point | Yes | POWER HV |  | Parent |  | 1.1.9.3 | Station Substation | MCo | RTO | Pr_60_70_06 | Batteries and chargers | Pr_60_70_06_71 | Rechargeable dry cell battery chargers
HAS | ACTIVE | High Voltage Auxiliary Supply | Yes | Electrical HV | Electrical | Yes | Yes | Yes | Yes | Yes | LOI 2 | Reviewed by Karlo Siljeg 21/03/22 |  | Point | Yes | POWER HV |  | Parent |  | 1.1.9.3 | Station Substation | MCo | RTO | Pr_60_70_64 | Power conditioning supply equipment
GWT | ACTIVE | Ground Water Tank | Yes | Hydraulic |  | No | No | No | Yes | Yes | LOI 3 | Reviewed by Karlo Siljeg 21/03/22 |  | Point | Yes | RNW, STW |  | Parent |  | 1.1.3.2 | Hydraulic System | MCo | RTO | Pr_60_50_96 | Water tanks and cisterns | N/A | N/A
GWP | ACTIVE | Groundwater Pump | Yes | Hydraulic |  | No | No | No | Yes | Yes | LOI 3 | Reviewed by Karlo Siljeg 21/03/22 |  | Point | Yes | RNW, STW |  | Parent |  | 1.1.3.2 | Hydraulic System | MCo | RTO | Pr_65_53_86 | Supply and exhaust pumps | Pr_65_53_86_86 | Suction pumps
GWI | ACTIVE | Gas Isolation Valve | Yes | Hydraulic |  | No | Yes | No | Yes | Yes | LOI 2 | Reviewed by Karlo Siljeg 21/03/22 | GSU | Point | Yes | NAG |  | Child |  | 1.1.3.2 | Hydraulic System | MCo | RTO | Pr_65_54_33 | Gas and liquid fuel valves | N/A | N/A
GUI | ACTIVE | Graphical User Interface | Yes | Instrumentation & Control | Varies | No | No | No | Yes | Yes | LOI 3 | Reviewed by Karlo Siljeg 21/03/22 |  | Point | Yes | CONT |  | Parent |  | 1.1.5 | ICT/OCS | Unallocated | Unallocated | Pr_75_75_15 | Computers and peripherals
GTV | ACTIVE | Gate Valve | Yes | Hydraulic |  | No | No | No | Yes | Yes | LOI 3 | Reviewed by Karlo Siljeg 21/03/22 |  | Point | Yes | OVF, SRM, SDR, SDM, STW, TDW, TDR, TDM, WRM, TRW |  | Child |  | 1.1.3.2 | Hydraulic System | MCo | RTO | Pr_65_54_94 | Water supply valves | Pr_65_54_94_45 | Knife gate valves
GTP | ACTIVE | GIT Pump | Yes | Hydraulic |  | Yes | Yes | Yes | Yes | Yes | LOI 2 | Reviewed by Karlo Siljeg 21/03/22 |  | Point | Yes | RNW, STW |  | Parent |  | 1.1.3.2 | Hydraulic System | MCo | RTO | Pr_65_53_86 | Supply and exhaust pumps | Pr_65_53_86_86 | Suction pumps
GSR | ASSET HIVE ONLY | Gaseous Suppression System Installation | N/A | Fire |  | No | Yes | No | No | No | LOI 0 | Added by Karlo Siljeg on 3/08/2022 | Used for Asset Hive | Dummy | Yes | N/A |  | Parent | N/A | 1.1.8.2.2 | Fire Protection | RTO | RTO | N/A | N/A | N/A | N/A
GSE | ACTIVE | Gas Suppression Enclosure | N/A | Fire |  | No | Yes | No | Yes | Yes | LOI 2 | Reviewed by KS on 06/06/2022 |  | Point | Yes | GSU |  | Parent |  | 1.1.8.2.2 | Fire Protection | RTO | RTO | SL_55_30 | Fire-extinguishing supply spaces
GSC | ACTIVE | Gas Suppression Cylinder | Yes | Fire |  | Yes | Yes | Yes | Yes | Yes | LOI 2 | Reviewed by Karlo Siljeg 21/03/22 |  | Point | Yes | GSU |  | Parent |  | 1.1.8.2.2 | Fire Protection | RTO | RTO | Pr_40_50_28 | Extinguishers and fire blankets
GRV | ACTIVE | Greasy Vent | Yes | Hydraulic |  | No | No | No | Yes | No | LOI 3 | Reviewed by Karlo Siljeg 21/03/22 |  | Point | Yes | Unassigned |  | Child |  | 1.1.3.2 | Hydraulic System | MCo | RTO |  | Need to allocate
GRS | ACTIVE | Grate Seal Waterless Trap | Yes | Hydraulic |  | No | No | No | Yes | No | LOI 3 | Reviewed by Karlo Siljeg 21/03/22 |  | Point | Yes | SDR, TDR |  | Parent |  | 1.1.3.2 | Hydraulic System | MCo | RTO | Pr_65_52_25 | Drainage traps and accessories | Pr_65_52_25_98 | Waste traps
GRR | ACTIVE | Gas Regulator | Yes | Hydraulic |  | Yes | No | Yes | Yes | Yes | LOI 3 | Reviewed by Karlo Siljeg 21/03/22 | GSU | Point | Yes | NAG |  | Parent |  | 1.1.3.2 | Hydraulic System | MCo | RTO | Pr_65_54_33 | Gas and liquid fuel valves | Pr_65_54_33_36 | Gas pressure reducing stations
GRN | ACTIVE | GRN (Government Radio Network) Radio | Yes | Telecommunication |  | No | No | No | Yes | Yes | LOI 3 | Reviewed by Karlo Siljeg 21/03/22 |  | Point | Yes | CONT |  | Parent |  | 1.1.5 | ICT/OCS | Unallocated | Unallocated | Pr_70_75_88 | Telecoms equipment | Pr_70_75_88_83 | Telecommunications system controllers
GRD | ACTIVE | Guard | Yes | Mechanical |  | No | No | No | Yes | Yes | LOI 3 | Reviewed by Karlo Siljeg 21/03/22 |  | Point | Yes | Unassigned |  | Parent |  | 1.1.3.3 | Mechanical Systems | MCo | RTO | Pr_65_65_25 | Ductwork and fittings | Pr_65_65_25_32 | Flexible ductwork
GPT | ACTIVE | Gross Pollutant Trap | Yes | Hydraulic |  | Yes | No | Yes | Yes | Yes | LOI 3 | Reviewed by Karlo Siljeg 21/03/22 |  | Point | Yes | STW, TDW, TDR |  | Parent |  | 1.1.3.2 | Hydraulic System | MCo | RTO | Pr_65_52_25 | Drainage traps and accessories | Pr_65_52_25_98 | Waste traps
GPS | ACTIVE | Global Positioning Satellite | N/A | Instrumentation & Control | Varies | No | Yes | No | Yes | Yes | LOI 2 | Reviewed by KS on 28/06/2022 |  | Point | Yes | CONT |  | Parent |  | 1.1.8 | Control Systems | Unallocated | Unallocated |  | Need to allocate
GPO | ACTIVE | General Purpose Outlet | N/A | Electrical LV | Electrical | No | Yes | No | Yes | No | LOI 2 | Reviewed by KS on 28/06/2022 |  | Point | Yes | Power LV |  | Parent |  | 1.1.9.3.1 | LV Power | MCo | RTO |  | Need to allocate
GPL | ACTIVE | Ground Water Treatment Plant | Yes | Hydraulic |  | No | No | No | Yes | Yes | LOI 3 | Reviewed by Karlo Siljeg 21/03/22 |  | Point | Yes | STW |  | Parent |  | 1.1.3.2 | Hydraulic System | MCo | RTO | Pr_60_45 | Water filtration and treatment products
GPC | ACTIVE | Power Circuit | N/A | Electrical LV | Electrical | No | Yes | No | Yes | No | LOI 0 | Reviewed by KS on 28/06/2022 |  | Point | Yes | Power LV |  | Parent |  | 1.1.9.3.1 | LV Power | MCo | RTO |  | Need to allocate
GMP | ACTIVE | Generator Panel | N/A | Electrical LV | Electrical | Yes | Yes | Yes | Yes | Yes | LOI 2 | Reviewed by KS on 06/06/2022 |  | Point | Yes | Power LV |  | Parent |  | 1.1.9.3.1 | LV Power | MCo | RTO | Pr_60_70_65 | Power generators, engines and packaged combined heat and power (CHP) units | Pr_60_70_65_33 | Generator control panels
GIT | ACTIVE | Grease Interceptor | Yes | Hydraulic |  | Yes | Yes | Yes | Yes | Yes | LOI 2 | Reviewed by Karlo Siljeg 21/03/22 |  | Point | Yes | SDR, TDR |  | Parent |  | 1.1.3.2 | Hydraulic System | MCo | RTO | Pr_65_52_25 | Drainage traps and accessories | Pr_65_52_25_98 | Waste traps
GEF | ACTIVE | General Exhaust Fan | Yes | Mechanical |  | Yes | Yes | Yes | Yes | No | LOI 2 | Reviewed by Karlo Siljeg 21/03/22 |  | Point | Yes | EXA |  | Parent |  | 1.1.3.3.2 | MVAC | MCo | RTO | Pr_65_67_29 | Fans | Pr_65_67_29_05 | Axial flow fans
GDN | ACTIVE | Guide Nozzles | Yes | Tunnel Ventilation System | Mechanical | No | Yes | No | Yes | Yes | LOI 2 | Reviewed by Karlo Siljeg 21/03/22 |  | Point | Yes | Unassigned | Tunnel Ventilation System | Parent |  | 1.1.7.1 | Tunnel Ventilation | MCo | RTO | Pr_65_65_24 | Duct dampers
GDD | ACTIVE | Guide Nozzle Isolation Dampers | Yes | Tunnel Ventilation System | Mechanical | Yes | Yes | Yes | Yes | Yes | LOI 2 | Reviewed by Karlo Siljeg 21/03/22 |  | Point | Yes | Unassigned | Tunnel Ventilation System | Parent |  | 1.1.3.3.2 | MVAC | MCo | RTO | Pr_65_65_24 | Duct dampers
GDC | ACTIVE | Gas Discharge | Yes | Fire |  | Yes | Yes | Yes | Yes | Yes | LOI 2 | Reviewed by Karlo Siljeg 21/03/22 |  | Point | Yes | GSU |  | Parent |  | 1.1.8.2.2 | Fire Protection | RTO | RTO | Pr_40_10_77 | Signs and markers | Pr_40_10_77_76 | Safety signs
GBM | ACTIVE | Gas Booster Motor | Yes | Hydraulic |  | No | Yes | No | Yes | Yes | LOI 2 | Reviewed by Karlo Siljeg 21/03/22 | GSU | Point | Yes | NAG |  | Parent |  | 1.1.3.2 | Hydraulic System | MCo | RTO | Pr_65_53_86 | Supply and exhaust pumps | Pr_65_53_86_33 | Gas boosters
FWT | ACTIVE | Fire Water Tank | Yes | Fire |  | Yes | Yes | Yes | Yes | Yes | LOI 2 | Reviewed by Karlo Siljeg 21/03/22 |  | Point | Yes | FTH, FHS |  | Parent |  | 1.1.8.2.2 | Fire Protection | RTO | RTO | Pr_60_50_96 | Water tanks and cisterns | Pr_60_50_96_20 | Cylindrical tanks
FWP | ACTIVE | Fire Water Pump | Yes | Fire |  | Yes | Yes | Yes | Yes | Yes | LOI 2 | Reviewed by Karlo Siljeg 21/03/22 |  | Point | Yes | FTH, FHS |  | Parent |  | 1.1.8.2.2 | Fire Protection | RTO | RTO | Pr_65_53_96 | Water supply pumps
FVP | ACTIVE | Fire Tunnel Ventilation Panel | Yes | Fire |  | No | No | No | Yes | Yes | LOI 3 | Reviewed by Karlo Siljeg 21/03/22 |  | Point | Yes | FTH, FHS, GSU |  | Parent |  | 1.1.8.2.2 | Fire Protection | RTO | RTO | Pr_75_50_18 | Controllers and control panels | Pr_75_50_18_17 | Control panels
FVE | ACTIVE | Float Valve | Yes | Hydraulic |  | No | No | No | Yes | No | LOI 3 | Reviewed by Karlo Siljeg 21/03/22 |  | Point | Yes | OVF, SRM, SDR, SDM, STW, TDW, TDR, TDM, WRM, TRW |  | Child |  | 1.1.3.2 | Hydraulic System | MCo | RTO | Pr_65_54_95 | Water services valves | Pr_65_54_95_29 | Float-operated valves
FTS | ACTIVE | Firefighter Telephone system Headend | Yes | Fire |  | Yes | Yes | Yes | Yes | Yes | LOI 2 | Reviewed by Karlo Siljeg 21/03/22 |  | Point | Yes | FTH, FHS, GSU |  | Parent |  | 1.1.8.2.2 | Fire Protection | RTO | RTO | Pr_70_75_88 | Telecoms equipment
FTR | ACTIVE | Fire Trip | Yes | Fire |  | Yes | Yes | Yes | Yes | Yes | LOI 2 | Reviewed by Karlo Siljeg 21/03/22 |  | Point | Yes | FTH, FHS, GSU |  | Parent |  | 1.1.8.2.2 | Fire Protection | RTO | RTO | Pr_75_50_33 | Gas fire-extinguishing controls | Pr_75_50_33_24 | Electrical automatic control and delay devices
FTP | ACTIVE | Fibre Termination Panel | N/A | Telecommunication |  | No | Yes | No | Yes | No | LOI 0 | Reviewed by KS on 28/06/2022 |  | Point | Yes | CONT |  | Parent |  | 1.1.5 | ICT/OCS | Unallocated | Unallocated | Pr_65_70_15 | Communications cables and accessories | Pr_65_70_15_63 | Optical fibre cable terminations
FTK | ACTIVE | Fire Concentration Tank | N/A | Fire |  | No | Yes | No | Yes | Yes | LOI 2 | Reviewed by KS on 28/06/2022 |  | Point | Yes | FTH, FHS |  | Parent |  | 1.1.8.2.2 | Fire Protection | RTO | RTO | Pr_60_50_96 | Water tanks and cisterns | N/A | N/A
FSW | RETIRED | Flow Switch* | Yes | Fire |  | No | No | No | Yes | Yes | LOI 3 | Reviewed by Karlo Siljeg 21/03/22 |  | Point | Yes | FTH, FHS, GSU |  | Parent |  | 1.1.8.2.2 | Fire Protection | RTO | RTO | Pr_65_54_30 | Fire fighting valves and devices
FSU | ACTIVE | Field LAN Switch Cabinet | N/A | Instrumentation & Control | Varies | No | No | No | Yes | Yes | LOI 3 | Reviewed by KS on 28/06/2022 |  | Point | Yes | CONT |  | Parent |  | 1.1.8 | Control Systems | Unallocated | Unallocated | Pr_80_77_28 | Equipment enclosures, cabinets, boxes and housings | Pr_80_77_28_21 | Data equipment cabinets
FSP | ASSET HIVE ONLY | Sprinkler Installation | N/A | Fire |  | No | No | No | No | No | LOI 1 | Added by Karlo Siljeg on 3/08/2022 | Used for Asset Hive | Dummy | Yes | N/A |  | Parent | N/A | 1.1.8.2.2 | Fire Protection | RTO | RTO | N/A | N/A | N/A | N/A
FSE | ACTIVE | Fibre Splice Enclosure | N/A | Telecommunication |  | No | Yes | No | Yes | No | LOI 0 | Reviewed by KS on 28/06/2022 |  | Point | Yes | CONT |  | Parent |  | 1.1.5 | ICT/OCS | Unallocated | Unallocated | Pr_65_70_15 | Communications cables and accessories | Pr_65_70_15_62 | Optical fibre splice boxes
FSC | ACTIVE | Foam Suppression Cylinder | Yes | Fire |  | Yes | Yes | Yes | Yes | No | LOI 2 | Reviewed by Karlo Siljeg 21/03/22 |  | Point | Yes | FTH, FHS, GSU |  | Parent |  | 1.1.8.2.2 | Fire Protection | RTO | RTO | Pr_40_50_28 | Extinguishers and fire blankets | Pr_40_50_28_30 | Foam fire extinguishers
FRD | ACTIVE | Fire Damper (Standalone) | N/A | Mechanical |  | No | Yes | No | Yes | No | LOI 2 | Reviewed by KS on 06/06/2022 | INCORRECT TYPE CODE | Point | Yes | EXA, REA, TFA, SPA, OSA, BUX |  | Parent/Child |  | 1.1.8.2.2 | Fire Protection | RTO | RTO | Pr_65_65_24 | Duct dampers | Pr_65_65_24_29 | Fire and smoke dampers
FPR | ACTIVE | Fire - Pressure Reducing Valve | Yes | Fire |  | No | No | No | Yes | Yes | LOI 3 | Reviewed by Karlo Siljeg 21/03/22 |  | Point | Yes | FTH, FHS |  | Parent |  | 1.1.8.2.2 | Fire Protection | RTO | RTO | Pr_65_54_95 | Water services valves | Pr_65_54_95_65 | Pressure relief valves
FPG | ACTIVE | Fire Pressure Gauge | Yes | Fire |  | Yes | Yes | Yes | Yes | No | LOI 2 | Reviewed by Karlo Siljeg 21/03/22 |  | Point | Yes | FTH, FHS |  | Parent |  | 1.1.8.2.2 | Fire Protection | RTO | RTO | Pr_65_54_30 | Fire fighting valves and devices | Pr_65_54_30_65 | Pressure gauges and pressure switches
FPD | ACTIVE | Smoke Detector with probe | No | Fire |  | Yes | Yes | Yes | Yes | No | LOI 2 | Reviewed by Karlo Siljeg 21/03/22 |  | Point | Yes | FTH, FHS, GSU |  | Parent |  | 1.1.8.2.1 | Fire Detection | RTO | RTO | Pr_75_75_30 | Fire alarm detection devices and control equipment | Pr_75_75_30_65 | Point smoke detectors
FOT | ACTIVE | Fibre Optic Patching/Splicing Tray | Yes | Telecommunication |  | No | Yes | No | Yes | No | LOI 0 | Reviewed by Karlo Siljeg 21/03/22 |  | Linear | Yes | CONT |  | Child |  | 1.1.5 | ICT/OCS | Unallocated | Unallocated | Pr_65_70_15 | Communications cables | Pr_65_70_15_62 | Optical fibre splice boxes
FOJ | ACTIVE | Fibre Optic Cable Joint | Yes | Telecommunication |  | No | No | No | Yes | Yes | LOI 3 | Reviewed by Karlo Siljeg 21/03/22 |  | Point | Yes | CONT |  | Parent |  | 1.1.5 | ICT/OCS | Unallocated | Unallocated | Pr_65_70_15 | Communications cables | N/A | N/A
FOB | ACTIVE | Fibre Optic Jointing Box | Yes | Telecommunication |  | Yes | Yes | Yes | Yes | Yes | LOI 2 | Reviewed by Karlo Siljeg 21/03/22 |  | Point | Yes |  |  | Parent |  | 1.1.5 | ICT/OCS | Unallocated | Unallocated | Pr_80_77_28 | Equipment enclosures, cabinets, boxes and housings | Pr_80_77_28_26 | Fibre joint enclosures
FMT | ACTIVE | Foam Concentrate Tank | Yes | Fire |  | Yes | No | Yes | Yes | Yes | LOI 3 | Reviewed by Karlo Siljeg 21/03/22 |  | Point | Yes | FTH, FHS |  | Parent |  | 1.1.8.2.1 | Fire Detection | RTO | RTO | Pr_60_50_67 | Pressure storage vessels | Pr_60_50_67_31 | Foam fire fighting tanks
FMP | ACTIVE | Fire Pressure Maintenance Pump | Yes | Fire |  | No | No | No | Yes | Yes | LOI 3 | Reviewed by Karlo Siljeg 21/03/22 |  | Point | Yes | FTH, FHS |  | Parent |  | 1.1.8.2.2 | Fire Protection | RTO | RTO | Pr_65_53_96 | Water supply pumps
FME | ACTIVE | Fire Meter | N/A | Fire |  | No | Yes | No | Yes | Yes | LOI 2 | Reviewed by KS on 28/06/2022 |  | Point | Yes | FTH, FHS |  | Parent |  | 1.1.8.2.2 | Fire Protection | RTO | RTO | Pr_80_51_51 | Metering and test products
FMA | ACTIVE | FM Amplifier | Yes | Telecommunication |  | No | No | No | Yes | Yes | LOI 3 | Reviewed by Karlo Siljeg 21/03/22 |  | Point | Yes | CONT |  | Parent |  | 1.1.5 | ICT/OCS | Unallocated | Unallocated | Pr_60_75_08 | Audio and visual source products | Pr_60_75_08_02 | Audio amplifiers
FLX | ACTIVE | Fan Flexible Joint | Yes | Mechanical |  | Yes | No | Yes | Yes | No | LOI 3 | Reviewed by Karlo Siljeg 21/03/22 |  | Point | Yes | EXA, OSA, RTA, SPA, STP, OTE, REA, TFA, CEX |  | Child |  | 1.1.3.3 | Mechanical Systems | MCo | RTO | Pr_65_65_25 | Ductwork and fittings | Pr_65_65_25_72 | Rectangular sheet metal ductwork and fittings
FLT | ACTIVE | Flow Transmitter | Yes | Instrumentation & Control | Varies | No | No | No | Yes | No | LOI 3 | Reviewed by Karlo Siljeg 21/03/22 |  | Point | Yes | CONT |  | Parent |  | 1.1.8 | Control Systems | Unallocated | Unallocated | Pr_75_50_76 | Sensors and detectors
FLS | ACTIVE | Flow Switch | Yes | Instrumentation & Control | Varies | Yes | Yes | Yes | Yes | No | LOI 2 | Reviewed by Karlo Siljeg 21/03/22 |  | Point | Yes | CONT |  | Parent |  | 1.1.3.3.1 | Ecs | MCo | RTO | Pr_75_50_33 | Gas fire-extinguishing controls | Pr_75_50_33_24 | Electrical automatic control and delay devices
FLM | ACTIVE | Flow Meter | Yes | Instrumentation & Control | Varies | No | No | No | Yes | Yes | LOI 3 | Reviewed by Karlo Siljeg 21/03/22 |  | Point | Yes | CONT |  | Child |  | 1.1.8.2.2 | Fire Protection | RTO | RTO | Pr_80_51_46 | Liquid flow meters
FLG | ACTIVE | Flood Gate Motor | Yes | Mechanical |  | No | Yes | No | Yes | Yes | LOI 2 | Reviewed by Karlo Siljeg 21/03/22 |  | Point | Yes | Unassigned |  | Parent |  | 1.1.1.4.3 | Flood Protection | MCo | RTO | Pr_75_51_26 | Electric motors
FJP | ACTIVE | Fire Jacking Pump | Yes | Fire |  | Yes | Yes | Yes | Yes | Yes | LOI 2 | Reviewed by Karlo Siljeg 21/03/22 |  | Point | Yes | FTH, FHS |  | Parent |  | 1.1.8.2.2 | Fire Protection | RTO | RTO | Pr_65_53_96 | Water supply pumps
FJB | ACTIVE | Fire Junction Box | Yes | Fire |  | Yes | Yes | Yes | Yes | Yes | LOI 2 | Reviewed by Karlo Siljeg 21/03/22 |  | Point | Yes | FTH, FHS, GSU |  | Parent |  | 1.1.8.2.2 | Fire Protection | RTO | RTO | Pr_80_77_28 | Equipment enclosures, cabinets, boxes and housings | Pr_80_77_28_08 | Cable junction boxes
FIP | ACTIVE | Fire Indicator Panel | Yes | Fire |  | Yes | Yes | Yes | Yes | Yes | LOI 2 | Reviewed by Karlo Siljeg 21/03/22 |  | Point | Yes | FTH, FHS, GSU |  | Parent |  | 1.1.8.2.2 | Fire Protection | RTO | RTO | Pr_75_75_30 | Fire alarm detection devices and control equipment | Pr_75_75_30_29 | Fire alarm panels
FIO | ACTIVE | Fire I/O Module | Yes | Fire |  | Yes | Yes | Yes | Yes | No | LOI 2 | Reviewed by Karlo Siljeg 21/03/22 |  | Point | Yes | FTH, FHS, GSU |  | Parent |  | 1.1.8.2.1 | Fire Detection | RTO | RTO | Pr_70_75_88 | Telecoms equipment | Pr_70_75_88_83 | Telecommunications system controllers
FIL | ACTIVE | Filter | Yes | Mechanical |  | Yes | No | Yes | Yes | No | LOI 3 | Reviewed by Karlo Siljeg 21/03/22 |  | Point | Yes | EXA, OSA, RTA, SPA, STP, OTE, REA, TFA, CEX |  | Child |  | 1.1.3.3 | Mechanical Systems | MCo | RTO | Pr_65_57_02 | Air filters | N/A | N/A
FHY | ACTIVE | Fire Hydrant | Yes | Fire |  | Yes | Yes | Yes | Yes | Yes | LOI 2 | Reviewed by Karlo Siljeg 21/03/22 |  | Point | Yes | FHS |  | Parent |  | 1.1.8.2.2 | Fire Protection | RTO | RTO | Pr_70_55_97 | Water fire extinguishing outlets
FHS | ASSET HIVE ONLY | Hydrant Installation | N/A | Fire |  | No | No | No | No | No | LOI 1 | Added by Karlo Siljeg on 3/08/2022 | Used for Asset Hive | Dummy | Yes | N/A |  | Parent | N/A | 1.1.8.2.2 | Fire Protection | RTO | RTO | N/A | N/A | N/A | N/A
FHR | ACTIVE | Fire Hose Reel | Yes | Fire |  | Yes | Yes | Yes | Yes | No | LOI 2 | Reviewed by Karlo Siljeg 21/03/22 |  | Point | Yes | FTH, FHS |  | Parent |  | 1.1.8.2.2 | Fire Protection | RTO | RTO | Pr_65_52_38 | Hoses, hose reels and ancillaries | Pr_65_52_38_95 | Water hose reels
FGO | ACTIVE | FOH General Purpose Outlet | Yes | Electrical LV | Electrical | Yes | Yes | Yes | Yes | No | LOI 2 | Reviewed by Karlo Siljeg 21/03/22 |  | Point | Yes | Power LV |  | Parent |  | 1.1.9.3.1 | LV Power | MCo | RTO | Pr_65_72_97 | Wiring accessories | Pr_65_72_97_84 | Standard socket outlets
FFP | ACTIVE | Frame Fault Protection | No | Electrical HV | Electrical | No | Yes | No | Yes | No | LOI 2 | Reviewed by Karlo Siljeg 21/03/22 |  | Point | Yes | POWER HV |  | Child |  | 1.1.9 | Power | Unallocated | Unallocated | Pr_75_50_50 | Measuring and monitoring relays
FFC | ACTIVE | Fire Fan Control Panel | Yes | Fire |  | Yes | Yes | Yes | Yes | Yes | LOI 2 | Reviewed by Karlo Siljeg 21/03/22 |  | Point | Yes | FTH, FHS, GSU |  | Parent |  | 1.1.8.2.2 | Fire Protection | RTO | RTO | Pr_75_50_18 | Controllers and control panels | Pr_75_50_18_17 | Control panels
FEX | ACTIVE | Foam Fire Extinguisher | No | Fire |  | No | No | No | Yes | Yes | LOI 3 | Reviewed by Karlo Siljeg 21/03/22 |  | Point | Yes | FTH, FHS, GSU |  | Parent |  | 1.1.8.2.2 | Fire Protection | RTO | RTO | Pr_40_50_28 | Extinguishers and fire blankets | Pr_40_50_28_30 | Foam fire extinguishers
FET | ACTIVE | Fireman's Emergency Telephone | No | Telecommunication |  | Yes | Yes | Yes | Yes | No | LOI 2 | Reviewed by Karlo Siljeg 21/03/22 |  | Point | Yes | FSYS |  | Parent |  | 1.1.8.2 | Emergency Management System | RTO | RTO | Pr_70_75_88 | Telecoms equipment | Pr_70_75_88_03 | Analogue telephone handsets
FEM | ACTIVE | FOH Emergency Light | No | Electrical LV | Electrical | No | No | No | Yes | No | LOI 3 | Reviewed by Karlo Siljeg 21/03/22 |  | Point | Yes | Power LV |  | Parent |  | 1.1.8.2 | Emergency Management System | RTO | RTO | Pr_70_70_48 | Luminaires, lighting track and lighting accessories | Pr_70_70_48_25 | Emergency luminaires
FEC | ACTIVE | Feeder Connector | Yes | Electrical Traction | Electrical | No | Yes | No | Yes | Yes | LOI 2 | Reviewed by Karlo Siljeg 21/03/22 |  | Point | Yes | TRAC A, TRAC B, DC A, DC B |  | Parent |  | 1.1.9.2 | Traction Power | RTO | RTO |  | Need to allocate
FDR | ACTIVE | Fire Damper | No | Mechanical |  | Yes | Yes | Yes | Yes | No | LOI 2 | Reviewed by Karlo Siljeg 21/03/22 |  | Point | Yes | EXA, OSA, RTA, SPA, STP, OTE, REA, TFA, CEX |  | Parent/Child |  | 1.1.8.2.2 | Fire Protection | RTO | RTO | Pr_65_65_24 | Duct dampers | Pr_65_65_24_29 | Fire and smoke dampers
FDO | ACTIVE | Fire Door | N/A | Fire |  | No | No | No | Yes | Yes | LOI 3 | Reviewed by KS on 26/07/2022 |  | Point | Yes | FTH, FHS, GSU |  | Parent |  | 1.1.8.2.2 | Fire Protection | RTO | RTO | Pr_30_59_24 | Doorsets | Pr_30_59_24_28 | Fire doorsets
FDI | ACTIVE | Flame Detector - Infrared | Yes | Fire |  | Yes | Yes | Yes | Yes | No | LOI 2 | Reviewed by Karlo Siljeg 21/03/22 |  | Point | Yes | FTH, FHS, GSU |  | Parent |  | 1.1.8.2.2 | Fire Protection | RTO | RTO | Pr_75_75_30 | Fire alarm detection devices and control equipment | Pr_75_75_30_63 | Point flame detectors | LOI Category Updated to suite Model Active Types
FDC | ACTIVE | Fixed Dome Cameras | No | Telecommunication |  | No | No | No | Yes | No | LOI 3 | Reviewed by Karlo Siljeg 21/03/22 |  | Point | Yes | SEC |  | Parent |  | 1.1.5 | ICT/OCS | Unallocated | Unallocated | Pr_60_75_86 | Surveillance cameras, monitors and ancillaries | Pr_60_75_86_31 | Fixed dome cameras
FCV | ACTIVE | Fire Check Valve | Yes | Fire |  | Yes | Yes | Yes | Yes | Yes | LOI 2 | Reviewed by Karlo Siljeg 21/03/22 |  | Point | Yes | FTH, FHS, GSU |  | Parent |  | 1.1.8.2.2 | Fire Protection | RTO | RTO | Pr_65_54_30 | Fire fighting valves and devices | Pr_65_54_30_12 | Check and non-return valves
FCU | ACTIVE | Fan Coil Unit (Indoor) | Yes | Mechanical |  | Yes | Yes | Yes | Yes | Yes | LOI 2 | Reviewed by Karlo Siljeg 21/03/22 |  | Point | Yes | EXA, OSA, RTA, SPA, REA, TFA, CEX |  | Parent |  | 1.1.3.3 | Mechanical Systems | MCo | RTO | Pr_70_65_03 | Air conditioning units | Pr_70_65_03_29 | Fan coil units
FCS | ACTIVE | FOH Cable Containment System | Yes | Electrical (Common) | Electrical | No | No | No | Yes | No | LOI 3 | Reviewed by Karlo Siljeg 21/03/22 |  | Linear | Yes | Unassigned |  | Parent |  | 1.1.9.3.1 | LV Power | MCo | RTO | Pr_65_70_11 | Cable management | Pr_65_70_11_61 | Perimeter Trunking
FCP | ACTIVE | Main Fire Control Panel | Yes | Fire |  | Yes | Yes | Yes | Yes | Yes | LOI 2 | Reviewed by Karlo Siljeg 21/03/22 |  | Point | Yes | FTH, FHS, GSU |  | Parent |  | 1.1.8.2.2 | Fire Protection | RTO | RTO | Pr_75_75_30 | Fire alarm detection devices and control equipment | Pr_75_75_30_29 | Fire alarm panels
FBY | ACTIVE | Fire Buggy | Yes | Fire |  | No | No | No | Yes | Yes | LOI 3 | Reviewed by Karlo Siljeg 21/03/22 |  | Point | Yes | FTH, FHS, GSU |  | Parent |  | 1.1.8.2.2 | Fire Protection | RTO | RTO | Pr_65_80 | Transport distribution products
FBX | ACTIVE | Filter Box | N/A | Mechanical |  | No | Yes | No | Yes | No | LOI 0 | Reviewed by KS on 28/06/2022 |  | Point | Yes | EXA, OSA, RTA, SPA, STP, OTE, REA, TFA, CEX |  | Child |  | 1.1.3.3 | Mechanical Systems | MCo | RTO | Pr_65_57_02 | Air filters | N/A | N/A
FAN | ACTIVE | Fan | Yes | Electrical HV | Electrical | No | Yes | No | Yes | No | LOI 2 | Reviewed by Karlo Siljeg 21/03/22 |  | Point | Yes | EXA |  | Child |  | 1.1.3.3 | Mechanical Systems | MCo | RTO | Pr_65_67_29 | Fans
EXT | ACTIVE | External Telephone Handset | Yes | Telecommunication |  | No | No | No | Yes | No | LOI 3 | Reviewed by Karlo Siljeg 21/03/22 |  | Point | Yes | CONT |  | Parent |  | 1.1.5 | ICT/OCS | Unallocated | Unallocated | Pr_70_75_88 | Telecoms equipment | Pr_70_75_88_03 | Analogue telephone handsets
EXP | ACTIVE | Expansion Tank | Yes | Hydraulic |  | Yes | Yes | Yes | Yes | Yes | LOI 2 | Reviewed by Karlo Siljeg 21/03/22 |  | Point | Yes | DHW |  | Parent |  | 1.1.3.3.2 | MVAC | MCo | RTO | Pr_60_50_96 | Water tanks and cisterns | Pr_60_50_96_20 | Cylindrical tanks
EXL | ACTIVE | Exit Light | Yes | Electrical LV | Electrical | Yes | Yes | Yes | Yes | Yes | LOI 2 | Reviewed by Karlo Siljeg 21/03/22 |  | Point | Yes | Power LV |  | Parent |  | 1.1.8.2 | Emergency Management System | RTO | RTO | Pr_40_10_57 | Notices, identification and labels | Pr_40_10_57_45 | Internally illuminated emergency exit signs
EWS | ACTIVE | Emergency Warning Speaker | Yes | Telecommunication |  | Yes | Yes | Yes | Yes | Yes | LOI 2 | Reviewed by Karlo Siljeg 21/03/22 |  | Point | Yes | CONT |  | Parent |  | 1.1.5 | ICT/OCS | Unallocated | Unallocated | Pr_75_75_94 | Voice alarm and emergency voice communication equipment | Pr_75_75_94_37 | Horn voice alarm loudspeakers
EVC | ACTIVE | Evacuate Sign | Yes | Fire |  | Yes | Yes | Yes | Yes | Yes | LOI 2 | Reviewed by Karlo Siljeg 21/03/22 |  | Point | Yes | FTH, FHS, GSU |  | Parent |  | 1.1.8.2 | Emergency Management System | RTO | RTO | Pr_40_10_77 | Signs and markers | Pr_40_10_77_76 | Safety signs
EUP | ACTIVE | Emergency Lighting UPS | Yes | Electrical LV | Electrical | No | No | No | Yes | Yes | LOI 3 | Reviewed by Karlo Siljeg 21/03/22 |  | Point | Yes | Power LV |  | Parent |  | 1.1.9.3.1 | LV Power | MCo | RTO | Pr_60_70_64 | Power conditioning supply equipment | Pr_60_70_64_93 | Uninterruptible power supply (UPS) units
ETP | ACTIVE | Earthing Test Point | Yes | Earthing | Electrical | No | No | No | Yes | No | LOI 3 | Reviewed by Karlo Siljeg 21/03/22 |  | Point | Yes | Earthing |  | Parent |  | 1.1.9.5 | Earthing And Bonding | RTO | RTO | Pr_65_70_46 | Lightning protection and earthing components | N/A | N/A
ESW | ACTIVE | Ethernet Switch | Yes | Telecommunication |  | No | Yes | No | Yes | Yes | LOI 0 | Reviewed by Karlo Siljeg 21/03/22 |  | Point | Yes | CONT |  | Child |  | 1.1.8.1 | Building Management System | MCo | RTO/MCo | Pr_70_75_52 | Mesh network products | Pr_70_75_52_56 | Network switches
ESS | ACTIVE | Electrol SCADA Server | N/A | Instrumentation & Control |  | No | No | No | Yes | Yes | LOI 3 | Reviewed by KS on 28/06/2022 |  | Point | Yes | CONT |  | Child |  | 1.1.8 | Control Systems | Unallocated | Unallocated | Pr_70_75_15 | Computers and peripherals | Pr_70_75_15_80 | Servers
ESL | ACTIVE | Egress Strobe Light | Yes | Electrical LV | Electrical | No | No | No | Yes | Yes | LOI 3 | Reviewed by Karlo Siljeg 21/03/22 |  | Point | Yes | Power LV |  | Parent |  | 1.1.8.2 | Emergency Management System | RTO | RTO | Pr_70_75_94 | Visual and audible indicators | Pr_70_75_94_29 | Flashing filament warning beacons
ESC | ACTIVE | Escalator | Yes | Vertical Transport |  | Yes | Yes | Yes | Yes | Yes | LOI 2 | Reviewed by KS on 06/06/2022 | Added in the Asset Master Register 6/06/2022 | Point | Yes | VT |  | Parent |  | 1.1.3.1 | Vertical Transport | MCo | RTO | Pr_65_80_28 | Escalator and moving walk products | Pr_65_80_28_21 | Escalators
EPT | ACTIVE | Earth Pit | Yes | Earthing | Electrical | Yes | Yes | Yes | Yes | Yes | LOI 2 | Reviewed by Karlo Siljeg 21/03/22 |  | Point | Yes | Earthing |  | Parent |  | 1.1.9.5 | Earthing And Bonding | RTO | RTO | Pr_65_70_46 | Lightning protection and earthing components | Pr_65_70_46_26 | Earth rod inspection pits
EPP | ACTIVE | Escalator Power Panel | Yes | Mechanical |  | No | No | No | Yes | Yes | LOI 3 | Reviewed by Karlo Siljeg 21/03/22 |  | Point | Yes | Unassigned |  | Parent |  | 1.1.3.3 | Mechanical Systems | MCo | RTO | Pr_60_70_22 | Distribution boxes and switchboards | Pr_60_70_22_22 | Distribution boards
EPN | ACTIVE | Ethernet Patch Panel | Yes | Electrical (Common) | Electrical | No | Yes | No | Yes | No | LOI 2 | Reviewed by Karlo Siljeg 21/03/22 |  | Point | Yes | Unassigned |  | Parent |  | 1.1.4 | Local Communications | MCo | MCo | Pr_70_75_52 | Mesh network products | Pr_70_75_52_56 | Network switches
EOL | ACTIVE | End of Line Resistor | Yes | Instrumentation & Control |  | No | No | No | Yes | No | LOI 3 | Reviewed by Karlo Siljeg 21/03/22 |  | Point | Yes | CONT |  | Parent |  | 1.1.5 | ICT/OCS | Unallocated | Unallocated | Pr_75_50_18 | Controllers and control panels | Pr_75_50_18_02 | Alarms
ENG | ACTIVE | Energy Meter | Yes | Instrumentation & Control | Varies | No | Yes | No | Yes | Yes | LOI 2 | Reviewed by Karlo Siljeg 21/03/22 |  | Point | Yes | CONT |  | Child |  | 1.1.8.1 | Building Management System | MCo | RTO/MCo | Pr_80_51_51 | Metering and test products | Pr_80_51_51_28 | Energy meters
ENE | ACTIVE | Thermal Energy Meter | N/A | Instrumentation & Control |  | No | Yes | No | Yes | Yes | LOI 2 | Reviewed by KS on 06/06/2022 |  | Point | Yes | CONT |  | Child |  | 1.1.3.3.2 | MVAC | MCo | RTO |  | Need to allocate | Pr_80_51_51_28 | Energy meters
ENC | ACTIVE | Encoder | N/A | Telecommunication |  | No | No | No | Yes | No | LOI 3 | Reviewed by KS on 28/06/2022 |  | Point | Yes | CONT |  | Parent |  | 1.1.5 | ICT/OCS | Unallocated | Unallocated |  | Need to allocate
EML | ACTIVE | Emergency Light | Yes | Electrical LV | Electrical | Yes | Yes | Yes | Yes | Yes | LOI 2 | Reviewed by Karlo Siljeg 21/03/22 |  | Point | Yes | Power LV |  | Parent |  | 1.1.8.2 | Emergency Management System | RTO | RTO | Pr_70_70_48 | Luminaires, lighting track and lighting accessories | Pr_70_70_48_25 | Emergency luminaires
ELP | ACTIVE | Elevator Interface Panel | N/A | Instrumentation & Control |  | No | No | No | Yes | No | LOI 3 | Reviewed by KS on 28/06/2022 |  | Point | Yes | CONT |  | Parent |  | 1.1.8 | Control Systems | Unallocated | Unallocated | Pr_75_50_18 | Control and indicator panels | Pr_75_50_18_45 | Lift control panels
ELL | ACTIVE | Electronic Mortice Lock | N/A | Security Systems |  | No | No | No | Yes | No | LOI 3 | Reviewed by KS on 28/06/2022 |  | Point | Yes | SEC |  | Parent |  | 1.1.5.5.4 | Security Control System | RTO | RTO | Pr_30_36_08 | Bolting, latching and locking hardware | Pr_30_36_08_27 | Electric locks
ELD | ACTIVE | Emergency Lighting Distribution Board | Yes | Electrical LV | Electrical | No | Yes | No | Yes | Yes | LOI 2 | Reviewed by Karlo Siljeg 21/03/22 |  | Point | Yes | Power LV |  | Parent |  | 1.1.8.2 | Emergency Management System | RTO | RTO | Pr_60_70_22 | Distribution boxes and switchboards | Pr_60_70_22_22 | Distribution boards
EIC | ACTIVE | Emergency Warning and Intercom System Cabinet | Yes | Fire |  | No | No | No | Yes | Yes | LOI 3 | Reviewed by Karlo Siljeg 21/03/22 |  | Point | Yes | FTH, FHS, GSU |  | Parent |  | 1.1.8.2 | Emergency Management System | RTO | RTO | Pr_75_75_94 | Voice alarm and emergency voice communication equipment | Pr_75_75_94_95 | Voice alarm controllers
EHP | ACTIVE | Electric (Fire) Hydrant Pump | Yes | Fire |  | No | No | No | Yes | Yes | LOI 3 | Reviewed by Karlo Siljeg 21/03/22 |  | Point | Yes | FHS |  | Parent |  | 1.1.8.2.2 | Fire Protection | RTO | RTO | Pr_65_53_96 | Water supply pumps
EGA | ACTIVE | Ethernet Gateway | Yes | Telecommunication |  | No | Yes | No | Yes | Yes | LOI 0 | Reviewed by Karlo Siljeg 21/03/22 |  | Point | Yes | CONT |  | Child |  | 1.1.5 | ICT/OCS | Unallocated | Unallocated | Pr_75_75_90 | Transmission control products | Pr_75_75_90_65 | Protocol converters
EFP | ACTIVE | Egress Fan Pressurisation Panel | Yes | Fire |  | No | No | No | Yes | Yes | LOI 3 | Reviewed by Karlo Siljeg 21/03/22 |  | Point | Yes | FTH, FHS, GSU |  | Parent |  | 1.1.8.2.2 | Fire Protection | RTO | RTO | Pr_75_50_18 | Controllers and control panels | Pr_75_50_18_17 | Control panels
EFD | ACTIVE | Early Fault Detector | N/A | Earthing | Electrical | No | No | No | Yes | Yes | LOI 3 | Added by Karlo Siljeg |  | Point | Yes | Earthing |  | Parent/Child |  | 1.1.9.5 | Earthing And Bonding | RTO | RTO | Pr_65_70_46 | Lightning protection and earthing components | Pr_65_70_46_27
EEL | ACTIVE | Earth Electrode | Yes | Earthing | Electrical | Yes | Yes | Yes | Yes | No | LOI 2 | Reviewed by Karlo Siljeg 21/03/22 |  | Point | Yes | Earthing |  | Parent |  | 1.1.9.5 | Earthing And Bonding | RTO | RTO | Pr_65_70_46 | Lightning protection and earthing components | Pr_65_70_46_27 | Earth Rod
EEB | ACTIVE | Earth Bar | N/A | Earthing | Electrical | No | No | No | Yes | No | LOI 3 | Reviewed by KS on 06/06/2022 | Added in the Asset Master Register 6/06/2022 | Point | Yes | Earthing |  | Parent |  | 1.1.9.5 | Earthing And Bonding | RTO | RTO | Pr_65_70_46 | Lightning protection and earthing components | Pr_65_70_46_24 | Earth bars
EDH | ACTIVE | Electric Duct Heater | Yes | Mechanical |  | No | Yes | No | Yes | No | LOI 2 | Reviewed by Karlo Siljeg 21/03/22 |  | Linear | Yes | SPA, TFA |  | Parent |  | 1.1.3.3 | Mechanical Systems | MCo | RTO | Pr_65_65_24 | Duct dampers
EDB | ACTIVE | Essential Distribution Board | Yes | Electrical LV | Electrical | Yes | Yes | Yes | Yes | Yes | LOI 2 | Reviewed by Karlo Siljeg 21/03/22 |  | Point | Yes | Power LV |  | Parent |  | 1.1.9.3.1 | LV Power | MCo | RTO | Pr_60_70_22 | Distribution boxes and switchboards | Pr_60_70_22_22 | Distribution boards
ECS | ACTIVE | Environmental Control System | Yes | Instrumentation & Control |  | No | No | No | Yes | Yes | LOI 3 | Reviewed by Karlo Siljeg 21/03/22 |  | Point | Yes | CONT |  | Parent |  | 1.1.8.1 | Building Management System | MCo | RTO/MCo | Pr_75_50_18 | Controllers and control panels | Pr_75_50_18_17 | Control panels
ECR | ACTIVE | Earth Connection Reinforcement | Yes | Earthing | Electrical | No | Yes | No | Yes | No | LOI 0 | Reviewed by Karlo Siljeg 21/03/22 |  | Point | Yes | Earthing |  | Parent |  | 1.1.9.5 | Earthing And Bonding | RTO | RTO | Pr_65_70_46 | Lightning protection and earthing components | Pr_65_70_46_30 | Earthing conductors
ECC | ACTIVE | Escalator Control Cabinet | Yes | Instrumentation & Control |  | No | No | No | Yes | Yes | LOI 3 | Reviewed by Karlo Siljeg 21/03/22 |  | Point | Yes | CONT |  | Parent |  | 1.1.3.1 | Vertical Transport | MCo | RTO | Pr_75_50_18 | Controllers and control panels | Pr_75_50_18_17 | Control panels
EBS | ACTIVE | Earth Boss | Yes | Earthing | Electrical | No | No | No | Yes | No | LOI 3 | Reviewed by Karlo Siljeg 21/03/22 |  | Point | Yes | Earthing |  | Parent |  | 1.1.9.5 | Earthing And Bonding | RTO | RTO | Pr_65_70_46 | Lightning protection and earthing components | Pr_65_70_46_30 | Earthing conductors
EBP | ACTIVE | Equipotential Bonding Point | No | Earthing | Electrical | No | Yes | No | Yes | No | LOI 0 | Reviewed by Karlo Siljeg 21/03/22 |  | Point | Yes | Earthing |  | Parent |  | 1.1.9.5 | Earthing And Bonding | RTO | RTO | Pr_65_70_46 | Lightning protection and earthing components | Pr_65_70_46_30 | Earthing conductors
EBD | ACTIVE | ECS Bypass Damper | Yes | Mechanical |  | Yes | Yes | Yes | Yes | No | LOI 2 | Reviewed by Karlo Siljeg 21/03/22 |  | Point | Yes | EXA, OSA, RTA, SPA, STP, OTE, REA, TFA, CEX |  | Parent |  | 1.1.7.1 | Tunnel Ventilation | MCo | RTO | Pr_65_65_24 | Duct dampers | Pr_65_65_24_68 | Pressure relief dampers
EAP | ACTIVE | Environmental Advertising Panel | N/A | Advertising |  | No | Yes | No | Yes | No | LOI 2 | Reviewed by KS on 26/07/2022 |  | Point | Yes | Unassigned |  | Parent |  | 1.1.5 | ICT/OCS | Unallocated | Unallocated |  | Need to allocate
EAF | ACTIVE | Exhaust / Relief Air Fan | Yes | Mechanical |  | Yes | Yes | Yes | Yes | No | LOI 2 | Reviewed by Karlo Siljeg 21/03/22 |  | Point | Yes | REA |  | Parent |  | 1.1.3.3 | Mechanical Systems | MCo | RTO | Pr_65_67_29 | Fans | Pr_65_67_29_05 | Axial flow fans
DXS | ACTIVE | Directional Exit Sign | Yes | Instrumentation & Control |  | Yes | Yes | Yes | Yes | No | LOI 2 | Reviewed by Karlo Siljeg 21/03/22 |  | Point | Yes | CONT |  | Parent |  | 1.1.8 | Control Systems | Unallocated | Unallocated | Pr_40_10_27 | Electrical services signs | Pr_40_10_27_28 | Externally illuminated emergency exit signs
DWP | ASSET HIVE ONLY | Ductwork Pressure Test | N/A | Mechanical |  | No | No | No | No | No | LOI 1 | Added by Karlo Siljeg on 3/08/2022 | Used for Asset Hive | Dummy | Yes | N/A |  | Parent | N/A | 1.1.8.1 | Building Management System | MCo | RTO/MCo | N/A | N/A | N/A | N/A
DVR | ACTIVE | Digital Video Recorder | Yes | Security Systems |  | No | No | No | Yes | Yes | LOI 3 | Reviewed by Karlo Siljeg 21/03/22 |  | Point | Yes | SEC |  | Parent |  | 1.1.5.5.4 | Security Control System | RTO | RTO | Pr_60_75_03 | Audio and video players and recorders | Pr_60_75_03_22 | Digital video recorders
DUC | ASSET HIVE ONLY | Ductwork Install | N/A | Mechanical |  | No | No | No | No | No | LOI 1 | Added by Karlo Siljeg on 3/08/2022 | Used for Asset Hive | Dummy | Yes | N/A |  | Parent | N/A | 1.1.8.1 | Building Management System | MCo | RTO/MCo | N/A | N/A | N/A | N/A
DTM | ACTIVE | Data Transmission System Master | N/A | Data Transmission System |  | No | No | No | Yes | Yes | LOI 3 | Reviewed by KS on 28/06/2022 |  | Point | Yes | CONT |  | Parent |  | 1.1.5 | ICT/OCS | Unallocated | Unallocated |  | Need to allocate
DTF | ACTIVE | Data Transmission System Firewall | N/A | Data Transmission System |  | No | No | No | Yes | Yes | LOI 3 | Reviewed by KS on 28/06/2022 |  | Point | Yes | CONT |  | Parent |  | 1.1.5 | ICT/OCS | Unallocated | Unallocated | Pr_70_75 | Communications products
DTC | ACTIVE | Data Transmission System Core | N/A | Data Transmission System |  | No | No | No | Yes | No | LOI 3 | Reviewed by KS on 28/06/2022 |  | Point | Yes | CONT |  | Parent |  | 1.1.5 | ICT/OCS | Unallocated | Unallocated |  | Need to allocate
DSW | ACTIVE | Door Switch | Yes | Instrumentation & Control |  | No | No | No | Yes | No | LOI 3 | Reviewed by Karlo Siljeg 21/03/22 |  | Point | Yes | SEC |  | Parent |  | 1.1.8 | Control Systems | Unallocated | Unallocated | Pr_75_75_42 | Intruder detection and alarm devices and control equipment | Pr_75_75_42_67 | Protective switches
DSS | ACTIVE | Data Transmission System Station | N/A | Data Transmission System |  | No | No | No | Yes | Yes | LOI 3 | Reviewed by KS on 28/06/2022 |  | Point | Yes | CONT |  | Parent |  | 1.1.5 | ICT/OCS | Unallocated | Unallocated |  | Need to allocate
DSP | ACTIVE | Decline Sump Pump | Yes | Hydraulic |  | Yes | No | Yes | Yes | Yes | LOI 3 | Reviewed by Karlo Siljeg 21/03/22 |  | Point | Yes | TDR |  | Parent |  | 1.1.3.2 | Hydraulic System | MCo | RTO | Pr_65_53_86 | Supply and exhaust pumps | Pr_65_53_86_86 | Suction pumps
DSD | ACTIVE | DC Surge Diverter | Yes | Electrical Traction | Electrical | No | Yes | No | Yes | Yes | LOI 2 | Reviewed by Karlo Siljeg 21/03/22 |  | Point | Yes | TRAC A, TRAC B, DC A, DC B |  | Parent |  | 1.1.9.2.1 | Traction Substation | RTO | RTO | Pr_65_72_27 | Electrical protective devices | Pr_65_72_27_88 | Transient overvoltage surge suppression devices
DSB | ACTIVE | DC Switchboard | Yes | Electrical Traction | Electrical | Yes | Yes | Yes | Yes | Yes | LOI 2 | Reviewed by Karlo Siljeg 21/03/22 |  | Point | Yes | TRAC A, TRAC B, DC A, DC B |  | Parent |  | 1.1.9.2.1 | Traction Substation | RTO | RTO | Pr_60_70_36 | High voltage switchgear and transformers | Pr_60_70_36_53 | High voltage modular switchboards
DRV | ACTIVE | Drainage Vent | Yes | Hydraulic |  | No | Yes | No | Yes | No | LOI 0 | Reviewed by Karlo Siljeg 21/03/22 |  | Point | Yes | RNW, STW |  | Child |  | 1.1.3.2 | Hydraulic System | MCo | RTO |  | Need to allocate
DRD | ACTIVE | Draught Relief Damper | Yes | Tunnel Ventilation System | Mechanical | Yes | Yes | Yes | Yes | Yes | LOI 2 | Reviewed by Karlo Siljeg 21/03/22 |  | Point | Yes | Unassigned | Tunnel Ventilation System | Parent |  | 1.1.7.1 | Tunnel Ventilation | MCo | RTO | Pr_65_65_24 | Duct dampers | Pr_65_65_24_68 | Pressure relief dampers
DPT | ACTIVE | Differential Pressure Transmitter | Yes | Instrumentation & Control |  | No | No | No | Yes | No | LOI 3 | Reviewed by Karlo Siljeg 21/03/22 |  | Point | Yes | CONT |  | Parent |  | 1.1.8 | Control Systems | Unallocated | Unallocated | Pr_75_50_76 | Sensors and detectors | Pr_75_50_76_68 | Pressure sensors
DPS | ACTIVE | Differential Pressure Switch | Yes | Instrumentation & Control |  | No | Yes | No | Yes | No | LOI 0 | Reviewed by Karlo Siljeg 21/03/22 |  | Point | Yes | CONT |  | Child |  | 1.1.8.1 | Building Management System | MCo | RTO/MCo | Pr_65_54_30 | Fire fighting valves and devices | Pr_65_54_30_65 | Pressure gauges and pressure switches
DPP | ACTIVE | DC Traction Protection Panel | Yes | Electrical Traction | Electrical | No | No | No | Yes | Yes | LOI 3 | Reviewed by Karlo Siljeg 21/03/22 |  | Point | Yes | TRAC A, TRAC B, DC A, DC B |  | Parent |  | 1.1.9.2.1 | Traction Substation | RTO | RTO | Pr_60_70_36 | High voltage switchgear and transformers | Pr_60_70_36_83 | High voltage switchgear protection and control modules
DPD | ACTIVE | Duct Probe Detector | Yes | Instrumentation & Control |  | No | No | No | Yes | No | LOI 3 | Reviewed by Karlo Siljeg 21/03/22 |  | Point | Yes | CONT |  | Parent |  | 1.1.8 | Control Systems | Unallocated | Unallocated | Pr_75_75_30 | Fire alarm detection devices and control equipment | Pr_75_75_30_22 | Duct smoke detectors
DPB | ACTIVE | Displan Box | Yes | Fire |  | No | No | No | Yes | Yes | LOI 3 | Reviewed by Karlo Siljeg 21/03/22 |  | Point | Yes | FTH, FHS, GSU |  | Parent |  | 1.1.8.2.2 | Fire Protection | RTO | RTO | Pr_75_75_30 | Fire alarm detection devices and control equipment | Pr_75_75_30_29 | Fire alarm panels
DOM | ACTIVE | Digital Output Module | Yes | Instrumentation & Control |  | No | No | No | Yes | No | LOI 3 | Reviewed by Karlo Siljeg 21/03/22 | Added in the Asset Master Register 6/06/2022 | Point | Yes | CONT |  | Child |  | 1.1.8 | Control Systems | Unallocated | Unallocated | Pr_75_75_50 | Monitoring system control products
DNE | ACTIVE | Do Not Enter Sign | Yes | Fire |  | Yes | Yes | Yes | Yes | Yes | LOI 2 | Reviewed by Karlo Siljeg 21/03/22 |  | Point | Yes | FTH, FHS, GSU |  | Parent |  | 1.1.8.2.2 | Fire Protection | RTO | RTO | Pr_40_10_77 | Signs and markers | Pr_40_10_77_76 | Safety signs
DMP | ACTIVE | Data Marshalling Panel | Yes | Instrumentation & Control |  | No | No | No | Yes | Yes | LOI 3 | Reviewed by Karlo Siljeg 21/03/22 |  | Point | Yes | CONT |  | Parent |  | 1.1.8 | Control Systems | Unallocated | Unallocated | Pr_75_50_18 | Controllers and control panels | Pr_75_50_18_41 | Instrumentation, automation and control panels
DLP | ACTIVE | Deluge Panel | Yes | Fire |  | No | No | No | Yes | Yes | LOI 3 | Reviewed by Karlo Siljeg 21/03/22 |  | Point | Yes | FTH, FHS |  | Parent |  | 1.1.8.2.2 | Fire Protection | RTO | RTO | Pr_75_75_30 | Fire alarm detection devices and control equipment | Pr_75_75_30_29 | Fire alarm panels
DLC | ACTIVE | Platform Screen Door Local Control Panel | N/A | Platform Screen Doors |  | No | No | No | Yes | No | LOI 3 | Reviewed by KS on 28/06/2022 |  | Point | Yes | Unassigned |  | Parent |  | 1.2.8 | Platform Screen Doors | RTO | RTO |  | Need to allocate
DIS | ACTIVE | DC Traction Isolator | Yes | Electrical Traction | Electrical | No | Yes | No | Yes | No | LOI 0 | Reviewed by Karlo Siljeg 21/03/22 |  | Point | Yes | TRAC A, TRAC B, DC A, DC B |  | Child |  | 1.1.9.2.1 | Traction Substation | RTO | RTO | Pr_60_70_36 | High voltage switchgear and transformers | Pr_60_70_36_80 | High voltage switch-disconnectors
DIM | ACTIVE | Digital Input Module | Yes | Instrumentation & Control |  | No | No | No | Yes | No | LOI 3 | Reviewed by Karlo Siljeg 21/03/22 |  | Point | Yes | CONT |  | Child |  | 1.1.8 | Control Systems | Unallocated | Unallocated | Pr_75_75_50 | Monitoring system control products
DHO | ACTIVE | Dock Hoist | Yes | Mechanical |  | No | No | No | Yes | Yes | LOI 3 | Reviewed by Karlo Siljeg 21/03/22 |  | Point | Yes | Unassigned |  | Parent |  | 1.4.1.1 | Station | RTO | RTO | Pr_65_80_47 | Lifting platforms and hoists | Pr_65_80_47_95 | Vertical lifting platforms
DHE | ACTIVE | DAS Headend Equipment | Yes | Telecommunication |  | Yes | Yes | Yes | Yes | Yes | LOI 2 | Reviewed by Karlo Siljeg 21/03/22 | Added in the Asset Master Register 6/06/2022 | Point | Yes | CONT |  | Parent |  | 1.3 | Communications | Unallocated | Unallocated | Pr_70_75_88 | Telecoms equipment | Pr_70_75_88_83 | Telecommunications system controllers
DGU | ACTIVE | Data Gathering Unit | Yes | Telecommunication |  | No | No | No | Yes | No | LOI 3 | Reviewed by Karlo Siljeg 21/03/22 |  | Point | Yes | CONT |  | Parent |  | 1.1.5 | ICT/OCS | Unallocated | Unallocated | Pr_80_51_51 | Metering and test products | Pr_80_51_51_22 | Digital metering equipment
DGP | ACTIVE | Dual Fire Hydrant | Yes | Fire |  | No | Yes | No | Yes | Yes | LOI 2 | Reviewed by Karlo Siljeg 21/03/22 |  | Point | Yes | FHS |  | Parent |  | 1.1.8.2.2 | Fire Protection | RTO | RTO | Pr_70_55_97 | Water fire-extinguishing outlets | Pr_70_55_97_01 | Above-ground fire hydrants
DFW | ASSET HIVE ONLY | Ductwork Fire Wrap Installation | N/A | Mechanical |  | No | No | No | No | No | LOI 1 | Added by Karlo Siljeg g on 3/08/2022 | Used for Asset Hive | Dummy | Yes | N/A |  | Parent | N/A | 1.1.8.1 | Building Management System | MCo | RTO/MCo | N/A | N/A | N/A | N/A
DFS | ASSET HIVE ONLY | Ductwork Fire Spray Installation | N/A | Mechanical |  | No | No | No | No | No | LOI 1 | Added by Karlo Siljeg on 3/08/2022 | Used for Asset Hive | Dummy | Yes | N/A |  | Parent | N/A | 1.1.8.1 | Building Management System | MCo | RTO/MCo | N/A | N/A | N/A | N/A
DFH | ACTIVE | Dual Head Fire Hydrant | Yes | Fire |  | Yes | Yes | Yes | Yes | Yes | LOI 2 | Reviewed by Karlo Siljeg 21/03/22 |  | Point | Yes | FHS |  | Parent |  | 1.1.8.2.2 | Fire Protection | RTO | RTO | Pr_70_55_97 | Water fire extinguishing outlets
DEX | ACTIVE | Dry Chemical Fire Extinguisher | Yes | Fire |  | No | No | No | Yes | Yes | LOI 3 | Reviewed by Karlo Siljeg 21/03/22 |  | Point | Yes | FTH, FHS |  | Parent |  | 1.1.8.2.2 | Fire Protection | RTO | RTO | Pr_40_50_28 | Extinguishers and fire blankets | Pr_40_50_28_24 | Dry powder fire extinguishers
DES | ACTIVE | DC Traction Earth Switch | Yes | Electrical Traction | Electrical | No | Yes | No | Yes | No | LOI 0 | Reviewed by Karlo Siljeg 21/03/22 |  | Point | Yes | TRAC A, TRAC B, DC A, DC B |  | Child |  | 1.1.9.2.1 | Traction Substation | RTO | RTO | Pr_60_70_36 | High voltage switchgear and transformers | Pr_60_70_36_26 | High voltage earthing switches
DCU | ACTIVE | DC CB Panel for UPS | N/A | Electrical LV | Electrical | Yes | Yes | Yes | Yes | Yes | LOI 2 | Reviewed by KS on 28/06/2022 |  | Point | Yes | Power LV |  | Parent |  | 1.1.9.3.1 | LV Power | MCo | RTO | Pr_75_50_18 | Control and indicator panels | Pr_75_50_18_92 | Uninterruptible power supply control panels
DCS | ACTIVE | DC Traction Sectionalizer | Yes | Electrical Traction | Electrical | Yes | Yes | Yes | Yes | No | LOI 2 | Reviewed by Karlo Siljeg 21/03/22 |  | Point | Yes | TRAC A, TRAC B, DC A, DC B |  | Parent |  | 1.1.9.2.1 | Traction Substation | RTO | RTO | Pr_60_70_36 | High voltage switchgear and transformers | Pr_60_70_36_80 | High voltage switch-disconnectors
DCR | ACTIVE | DC Rectifier Assembly | Yes | Electrical Traction | Electrical | Yes | Yes | Yes | Yes | No | LOI 2 | Reviewed by Karlo Siljeg 21/03/22 |  | Point | Yes | TRAC A, TRAC B, DC A, DC B |  | Parent |  | 1.1.9.2.1 | Traction Substation | RTO | RTO | Pr_60_70_36 | High voltage switchgear and transformers
DCP | ACTIVE | DC Traction Rectifier Control Panel | Yes | Electrical Traction | Electrical | No | No | No | Yes | Yes | LOI 3 | Reviewed by Karlo Siljeg 21/03/22 |  | Point | Yes | TRAC A, TRAC B, DC A, DC B |  | Parent |  | 1.1.9.2.1 | Traction Substation | RTO | RTO | Pr_75_50_18 | Controllers and control panels | Pr_75_50_18_17 | Control panels
DCL | ACTIVE | DC Line Indicator | Yes | Electrical Traction | Electrical | No | No | No | Yes | No | LOI 3 | Reviewed by Karlo Siljeg 21/03/22 |  | Point | Yes | TRAC A, TRAC B, DC A, DC B |  | Parent |  | 1.1.9.2.1 | Traction Substation | RTO | RTO |  | Need to allocate
DCI | ACTIVE | DC Inverter Assembly | Yes | Electrical Traction | Electrical | Yes | Yes | Yes | Yes | No | LOI 2 | Reviewed by Karlo Siljeg 21/03/22 |  | Point | Yes | TRAC A, TRAC B, DC A, DC B |  | Parent |  | 1.1.9.2.1 | Traction Substation | RTO | RTO | Pr_60_70_36 | High voltage switchgear and transformers
DCB | ACTIVE | DC Circuit Breaker | Yes | Electrical Traction | Electrical | No | Yes | No | Yes | No | LOI 0 | Reviewed by Karlo Siljeg 21/03/22 |  | Point | Yes | TRAC A, TRAC B, DC A, DC B |  | Child |  | 1.1.9.2.1 | Traction Substation | RTO | RTO | Pr_60_70_36 | High voltage switchgear and transformers
DBX | ACTIVE | DC Bypass Switch | Yes | Electrical Traction | Electrical | No | Yes | No | Yes | No | LOI 0 | Reviewed by Karlo Siljeg 21/03/22 |  | Point | Yes | TRAC A, TRAC B, DC A, DC B |  | Child |  | 1.1.9.2.1 | Traction Substation | RTO | RTO | Pr_60_70_36 | High voltage switchgear and transformers | Pr_60_70_36_82 | High voltage switches
DBT | ACTIVE | DC Traction Bus Tie | No | Electrical Traction | Electrical | No | Yes | No | Yes | No | LOI 0 | Reviewed by Karlo Siljeg 21/03/22 |  | Point | Yes | TRAC A, TRAC B, DC A, DC B |  | Parent |  | 1.1.9.2.1 | Traction Substation | RTO | RTO | Pr_60_70_36 | High voltage switchgear and transformers | Pr_60_70_36_82 | High voltage switches
DBS | ACTIVE | DC Traction 48V Batteries | No | Electrical Traction | Electrical | Yes | Yes | Yes | Yes | No | LOI 2 | Reviewed by Karlo Siljeg 21/03/22 |  | Point | Yes | TRAC A, TRAC B, DC A, DC B |  | Parent |  | 1.1.9.2.1 | Traction Substation | RTO | RTO | Pr_60_70_06 | Batteries and chargers | Pr_60_70_06_71 | Rechargeable dry cell battery chargers
DBP | ACTIVE | Dual Booster Point | Yes | Fire |  | Yes | Yes | Yes | Yes | Yes | LOI 2 | Reviewed by Karlo Siljeg 21/03/22 |  | Point | Yes | FTH, FHS, GSU |  | Parent |  | 1.1.8.2.2 | Fire Protection | RTO | RTO | Pr_65_53_86 | Supply and exhaust pumps | Pr_65_53_86_66 | Pressure booster pumps
DBC | ACTIVE | DC Traction Battery Charger | No | Electrical Traction | Electrical | Yes | Yes | Yes | Yes | No | LOI 2 | Reviewed by Karlo Siljeg 21/03/22 |  | Point | Yes | TRAC A, TRAC B, DC A, DC B |  | Parent |  | 1.1.9.2.1 | Traction Substation | RTO | RTO | Pr_60_70_06 | Batteries and chargers | Pr_60_70_06_71 | Rechargeable dry cell battery chargers
DAT | ACTIVE | Duct Attenuators | Yes | Mechanical |  | Yes | Yes | Yes | Yes | No | LOI 2 | Reviewed by Karlo Siljeg 21/03/22 |  | Point | Yes | EXA, OSA, RTA, SPA, STP, OTE, REA, TFA, CEX |  | Child |  | 1.1.3.3.2 | MVAC | MCo | RTO | Pr_65_65_24 | Duct dampers
DAS | ACTIVE | Distributed Antenna System | Yes | Telecommunication |  | No | No | No | Yes | Yes | LOI 3 | Reviewed by Karlo Siljeg 21/03/22 |  | Point | Yes | CONT |  | Parent |  | 1.1.9.3.1 | LV Power | MCo | RTO | Pr_70_75_88 | Telecoms equipment | Pr_70_75_88_83 | Telecommunications system controllers
DAL | ACTIVE | DALI Line Controller | N/A | Instrumentation & Control |  | No | No | No | Yes | Yes | LOI 3 | Reviewed by KS on 06/06/2022 | Added in the Asset Master Register 6/06/2022 | Point | Yes | CONT |  | Parent |  | 1.1.8 | Control Systems | Unallocated | Unallocated | Pr_70_70_47 | Lighting controls and lighting distribution products | Pr_70_70_47_12 | Centralized lighting controllers
DAA | ACTIVE | DAB Amplifier | N/A | Telecommunication |  | No | No | No | Yes | No | LOI 3 | Reviewed by KS on 06/06/2022 |  | Point | Yes | CONT |  | Parent |  | 1.3.5 | Communication Equipment Room | MCo/RTO | RTO | Pr_60_75_08 | Audio and visual source products | Pr_60_75_08_02 | Audio amplifiers
CWS | ACTIVE | CCTV Workstation | N/A | Security Systems |  | No | No | No | Yes | Yes | LOI 3 | Reviewed by KS on 28/06/2022 |  | Point | Yes | SEC |  | Parent |  | 1.1.5.5.4 | Security Control System | RTO | RTO | Pr_70_75_15 | Computers and peripherals | Pr_70_75_15_24 | Display screen monitors
CWP | ACTIVE | Chilled Water Pump | N/A | Mechanical |  | Yes | No | Yes | Yes | Yes | LOI 3 | Reviewed by KS on 06/06/2022 |  | Point | Yes | CHF |  | Parent |  | 1.1.3.3 | Mechanical Systems | MCo | RTO | Pr_65_53_96 | Water supply pumps
CWI | ACTIVE | Cold Water Isolation Valve | N/A | Hydraulic |  | No | Yes | No | Yes | No | LOI 0 | Reviewed by KS on 06/06/2022 |  | Point | Yes | DCW |  | Child |  | 1.1.3.2 | Hydraulic System | MCo | RTO | Pr_65_54_94 | Water supply valves | N/A | N/A
CTX | ACTIVE | Current Transformer | Yes | Electrical (Common) | Electrical | No | Yes | No | Yes | Yes | LOI 0 | Reviewed by Karlo Siljeg 21/03/22 |  | Point | Yes | LV A, LV B, CRITICAL A, CRITICAL B, COMB LV FR, PO |  | Child |  | 1.1.9.3.1 | LV Power | MCo | RTO | Pr_80_51_51 | Metering and test products | Pr_80_51_51_19 | Current transformers
CTS | ACTIVE | Closed Transition Transfer Switch | Yes | Electrical LV | Electrical | No | No | No | Yes | No | LOI 3 | Reviewed by Karlo Siljeg 21/03/22 |  | Point | Yes | Power LV |  | Child |  | 1.1.9.3 | Station Substation | MCo | RTO | Pr_60_70_48 | Low voltage switchgear | Pr_60_70_48_11 | Changeover switches
CTP | ACTIVE | CCTV Panel | Yes | Telecommunication |  | No | No | No | Yes | Yes | LOI 3 | Reviewed by Karlo Siljeg 21/03/22 |  | Point | Yes | SEC |  | Parent |  | 1.2.1 | CCTV/Security MGMT | RTO | RTO | Pr_70_75_88 | Telecoms equipment | Pr_70_75_88_83 | Telecommunications system controllers
CTM | ACTIVE | CCTV Monitor | Yes | Security Systems |  | No | No | No | Yes | Yes | LOI 3 | Reviewed by Karlo Siljeg 21/03/22 |  | Point | Yes | SEC |  | Parent |  | 1.1.5.5.4 | Security Control System | RTO | RTO | Pr_60_75_86 | Surveillance cameras, monitors and ancillaries | Pr_60_75_86_79 | Surveillance monitors
CSV | ACTIVE | CCTV Server | N/A | Security Systems |  | No | No | No | Yes | Yes | LOI 3 | Reviewed by KS on 28/06/2022 |  | Point | Yes | SEC |  | Parent |  | 1.1.5.5.4 | Security Control System | RTO | RTO | Pr_70_75_15 | Computers and peripherals | Pr_70_75_15_80 | Servers
CSS | ACTIVE | Fire Combined Strobe Sounder | Yes | Fire |  | No | No | No | Yes | Yes | LOI 3 | Reviewed by Karlo Siljeg 21/03/22 |  | Point | Yes | FTH, FHS, GSU |  | Parent |  | 1.1.8.2.2 | Fire Protection | RTO | RTO | Pr_75_75_30 | Fire alarm detection devices and control equipment | Pr_75_75_30_30 | Fire alarm sounders
CRV | ACTIVE | Circulation Relief Valve | Yes | Hydraulic |  | No | No | No | Yes | No | LOI 3 | Reviewed by Karlo Siljeg 21/03/22 |  | Point | Yes | OVF, SRM, SDR, SDM, STW, TDW, TDR, TDM, WRM, TRW |  | Child |  | 1.1.3.2 | Hydraulic System | MCo | RTO | Pr_65_54_95 | Water services valves | Pr_65_54_95_65 | Pressure relief valves
CRD | ACTIVE | Card Reader | N/A | Security Systems |  | No | No | No | Yes | No | LOI 3 | Reviewed by KS on 28/06/2022 |  | Point | Yes | SEC |  | Parent |  | 1.1.5.5.4 | Security Control System | RTO | RTO | Pr_75_30_30 | Electronic access control and recording products
CRB | ACTIVE | Critical Junction Box | Yes | Electrical LV | Electrical | No | No | No | Yes | No | LOI 3 | Reviewed by Karlo Siljeg 21/03/22 |  | Point | Yes | Power LV |  | Parent |  | 1.1.9.2 | Traction Power | RTO | RTO | Pr_80_77_28 | Equipment enclosures, cabinets, boxes and housings | Pr_80_77_28_08 | Cable junction boxes
CPU | ACTIVE | Central Processor Unit | Yes | Instrumentation & Control |  | No | Yes | No | Yes | No | LOI 0 | Reviewed by Karlo Siljeg 21/03/22 | Added in the Asset Master Register 6/06/2022 | Point | Yes | CONT |  | Parent |  | 1.1.5 | ICT/OCS | Unallocated | Unallocated | Pr_75_75_50 | Monitoring system control products | Pr_65_52_25_15
CPT | ACTIVE | Cable Pit | Yes | Electrical (Common) | Electrical | Yes | Yes | Yes | Yes | No | LOI 2 | Reviewed by Karlo Siljeg 21/03/22 |  | Point | Yes | Unassigned |  | Parent |  | 1.1.9.3.1 | LV Power | MCo | RTO | Pr_65_70_11 | Cable management and accessories | Pr_65_70_11_21 | Cable jointing pits
CPP | ACTIVE | Call Point Panel | Yes | Telecommunication |  | No | No | No | Yes | No | LOI 3 | Reviewed by Karlo Siljeg 21/03/22 |  | Point | Yes | CONT |  | Parent |  | 1.1.5 | ICT/OCS | Unallocated | Unallocated | Pr_70_75_88 | Telecoms equipment | Pr_70_75_88_83 | Telecommunications system controllers
CPN | ACTIVE | Challenger Panel | N/A | Security Systems |  | Yes | No | Yes | Yes | Yes | LOI 3 | Reviewed by KS on 28/06/2022 |  | Point | Yes | SEC |  | Parent |  | 1.1.5.5.4 | Security Control System | RTO | RTO | Pr_75_30_30 | Electronic access control and recording products
CPL | ACTIVE | Pole Light C | Yes | Electrical LV | Electrical | No | No | No | Yes | Yes | LOI 3 | Reviewed by Karlo Siljeg 21/03/22 |  | Point | Yes | Power LV |  | Parent |  | 1.1.6.2 | Station (Lighting) | MCo | RTO | Pr_80_77_48 | Lighting columns, brackets and bollards | Pr_80_77_48_80 | Steel lighting columns
CPB | ACTIVE | Communications Pull Box | N/A | Communications |  | No | No | No | Yes | Yes | LOI 3 | Reviewed by KS on 28/06/2022 |  | Point | Yes | COMMS A, COMMS B |  | Parent |  | 1.1.8 | Control Systems | Unallocated | Unallocated |  | Need to allocate
COU | ACTIVE | UPS Type | N/A | Electrical LV | Electrical | No | Yes | No | Yes | Yes | LOI 2 | Reviewed by KS on 28/06/2022 |  | Point | Yes | Power LV |  | Parent |  | 1.1.9.3.1 | LV Power | MCo | RTO | Pr_60_70_64 | Power conditioning supply equipment | Pr_60_70_64_93 | Uninterruptible power supply (UPS) units
CON | ACTIVE | Contactor | Yes | Electrical (Common) | Electrical | No | Yes | No | Yes | No | LOI 0 | Reviewed by Karlo Siljeg 21/03/22 |  | Point | Yes | Unassigned |  | Child |  | 1.1.9.3.1 | LV Power | MCo | RTO | Pr_75_51_52 | Motor starters, variable frequency drives and contactors | Pr_75_51_52_26 | Electro-mechanical contactors
COM | ACTIVE | Communications Module | Yes | Instrumentation & Control |  | No | No | No | Yes | No | LOI 3 | Reviewed by Karlo Siljeg 21/03/22 | Added in the Asset Master Register 6/06/2022 | Point | Yes | COMMS B |  | Child |  | 1.3 | Communications | Unallocated | Unallocated | Pr_75_75_50 | Monitoring system control products
CMW | ACTIVE | Control and Monitoring System Workstation | N/A | Rail Control Systems |  | No | No | No | Yes | No | LOI 3 | Reviewed by KS on 28/06/2022 |  | Point | Yes | CONT |  | Parent |  | 1.1.8 | Control Systems | Unallocated | Unallocated | Pr_70_75_15 | Computers and peripherals | Pr_70_75_15_24 | Display screen monitors
CMT | ACTIVE | CBI Maintenance Terminal | N/A | Conventional Signalling |  | No | No | No | Yes | Yes | LOI 3 | Reviewed by KS on 28/06/2022 |  | Point | Yes | SIGNALLING |  | Parent |  | 1.2.9 | Signalling | RTO | RTO |  | Need to allocate
CMS | ACTIVE | Control and Monitoring System Server | N/A | Rail Control Systems |  | No | No | No | Yes | Yes | LOI 3 | Reviewed by KS on 28/06/2022 |  | Point | Yes | CONT |  | Child |  | 1.1.8 | Control Systems | Unallocated | Unallocated | Pr_70_75_15 | Computers and peripherals | Pr_70_75_15_80 | Servers
CMR | ACTIVE | Compressor | No | Mechanical |  | No | No | No | Yes | No | LOI 3 | Reviewed by Karlo Siljeg 21/03/22 |  | Point | Yes | Unassigned |  | Child |  | 1.1.3.3 | Mechanical Systems | MCo | RTO | Pr_75_51_26 | Electric motors
CLK | ACTIVE | Clock | N/A | Telecommunication |  | No | No | No | Yes | No | LOI 3 | Reviewed by KS on 28/06/2022 |  | Point | Yes | CONT |  | Parent |  | 1.1.5 | ICT/OCS | Unallocated | Unallocated |  | Need to allocate
CKV | ACTIVE | Check Valve | Yes | Hydraulic |  | Yes | Yes | Yes | Yes | No | LOI 2 | Reviewed by Karlo Siljeg 21/03/22 |  | Point | Yes | OVF, SRM, SDR, SDM, STW, TDW, TDR, TDM, WRM, TRW |  | Child |  | 1.1.3.2 | Hydraulic System | MCo | RTO | Pr_65_54_95 | Water services valves | Pr_65_54_95_80 | Steel alloy check valves
CJB | ACTIVE | Communication Junction Box | Yes | Electrical LV | Electrical | No | No | No | Yes | No | LOI 3 | Reviewed by Karlo Siljeg 21/03/22 |  | Point | Yes | Power LV |  | Parent |  | 1.3 | Communications | Unallocated | Unallocated | Pr_80_77_28 | Equipment enclosures, cabinets, boxes and housings | Pr_80_77_28_08 | Cable junction boxes
CIV | ACTIVE | Combined Main Isolation Butterfly Valve | No | Hydraulic |  | No | No | No | Yes | No | LOI 3 | Reviewed by Karlo Siljeg 21/03/22 |  | Point | Yes | OVF, SRM, SDR, SDM, STW, TDW, TDR, TDM, WRM, TRW |  | Child |  | 1.1.3.2 | Hydraulic System | MCo | RTO | Pr_65_54_95 | Water services valves | Pr_65_54_95_08 | Butterfly valves
CHV | ACTIVE | Chamber Vent | No | Mechanical |  | No | No | No | Yes | No | LOI 3 | Reviewed by Karlo Siljeg 21/03/22 |  | Point | Yes | EXA |  | Child |  | 1.1.3.3 | Mechanical Systems | MCo | RTO |  | Need to allocate
CHP | ACTIVE | Customer Help Points | Yes | Telecommunication |  | No | No | No | Yes | Yes | LOI 3 | Reviewed by Karlo Siljeg 21/03/22 |  | Point | Yes | CONT |  | Parent |  | 1.1.5 | ICT/OCS | Unallocated | Unallocated | Pr_70_75_88 | Telecoms equipment | Pr_70_75_88_03 | Analogue telephone handsets
CHM | ACTIVE | Chemical Doser | Yes | Hydraulic |  | Yes | Yes | Yes | Yes | Yes | LOI 2 | Reviewed by Karlo Siljeg 21/03/22 |  | Point | Yes | SRM |  | Parent |  | 1.1.3.2 | Hydraulic System | MCo | RTO | Pr_60_55_97 | Water treatment products | Pr_60_55_97_12 | Chemical dosing pots
CHD | ACTIVE | Chiller Distribution Board | No | Electrical LV | Electrical | No | Yes | No | Yes | Yes | LOI 2 | Reviewed by Karlo Siljeg 21/03/22 |  | Point | Yes | Power LV |  | Parent |  | 1.1.3.3 | Mechanical Systems | MCo | RTO | Pr_60_70_22 | Distribution boxes and switchboards | Pr_60_70_22_22 | Distribution boards
CGO | ACTIVE | Communications General Purpose Outlet | Yes | Electrical LV | Electrical | No | Yes | No | Yes | No | LOI 0 | Reviewed by Karlo Siljeg 21/03/22 |  | Point | Yes | Power LV |  | Parent |  | 1.1.5 | ICT/OCS | Unallocated | Unallocated | Pr_65_72_97 | Wiring accessories | Pr_65_72_97_84 | Standard socket outlets
CFW | ACTIVE | CityFlo Monitoring System Workstation | N/A | Wayside CBTC |  | No | No | No | Yes | Yes | LOI 3 | Reviewed by KS on 28/06/2022 |  | Point | Yes | CONT |  | Parent |  | 1.1.5 | ICT/OCS | Unallocated | Unallocated | Pr_70_75_15 | Computers and peripherals | Pr_70_75_15_24 | Display screen monitors
CFT | ACTIVE | CCTV Fixed Camera (Tunnel) | Yes | Security Systems |  | No | No | No | Yes | Yes | LOI 3 | Reviewed by Karlo Siljeg 21/03/22 |  | Point | Yes | SEC |  | Parent |  | 1.1.5.5.4 | Security Control System | RTO | RTO | Pr_60_75_86 | Surveillance cameras, monitors and ancillaries | Pr_60_75_86_30 | Fixed cameras
CFS | ACTIVE | CCTV Fixed Camera (Station) | Yes | Security Systems |  | No | No | No | Yes | Yes | LOI 3 | Reviewed by Karlo Siljeg 21/03/22 |  | Point | Yes | SEC |  | Parent |  | 1.1.5.5.4 | Security Control System | RTO | RTO | Pr_60_75_86 | Surveillance cameras, monitors and ancillaries | Pr_60_75_86_30 | Fixed cameras
CFM | ACTIVE | CityFlo Monitoring System Rack | N/A | Wayside CBTC |  | No | No | No | Yes | Yes | LOI 3 | Reviewed by KS on 28/06/2022 |  | Point | Yes | CONT |  | Parent |  | 1.1.5 | ICT/OCS | Unallocated | Unallocated | Pr_80_77_27 | Equipment boards, racks and supports | Pr_80_77_27_42 | IT and telecommunications equipment racks
CFL | ACTIVE | FOH Feature Light (Cavern) | Yes | Electrical LV | Electrical | No | No | No | Yes | No | LOI 3 | Reviewed by Karlo Siljeg 21/03/22 |  | Point | Yes | Power LV |  | Parent |  | 1.1.6.2 | Station (Lighting) | MCo | RTO | Pr_70_70_48 | Luminaires, lighting track and lighting accessories
CFG | ACTIVE | Compressed Air Foam Generator | Yes | Fire |  | Yes | No | Yes | Yes | Yes | LOI 3 | Reviewed by Karlo Siljeg 21/03/22 | Added in the Asset Master Register 6/06/2022 | Point | Yes | FTH, FHS, GSU |  | Parent |  | 1.1.8.2.2 | Fire Protection | RTO | RTO | Pr_60_50_33 | Gas storage cylinders | Pr_60_50_33_14 | Compressed air cylinders
CEX | ACTIVE | CO2 Fire Extinguisher | No | Fire |  | Yes | Yes | Yes | Yes | Yes | LOI 2 | Reviewed by Karlo Siljeg 21/03/22 |  | Point | Yes | FTH, FHS, GSU |  | Parent |  | 1.1.8.2.2 | Fire Protection | RTO | RTO | Pr_40_50_28 | Extinguishers and fire blankets | Pr_40_50_28_11 | Carbon dioxide fire extinguishers
CET | ACTIVE | Communications Earth Terminal | N/A | Telecommunication |  | No | No | No | Yes | No | LOI 3 | Reviewed by KS on 28/06/2022 |  | Point | Yes | CONT |  | Parent |  | 1.1.5 | ICT/OCS | Unallocated | Unallocated | Pr_65_70_46 | Lightning protection and earthing components | Pr_65_70_46_29 | Earthing clamps
CER | ACTIVE | Communications Control Room | N/A | Telecommunication |  | No | No | No | Yes | No | LOI 3 | Reviewed by KS on 28/06/2022 |  | Point | Yes | CONT |  | Parent |  | 1.1.5 | ICT/OCS | Unallocated | Unallocated |  | Need to allocate
CEF | ACTIVE | Cylinder Exhaust Fan | Yes | Mechanical |  | Yes | Yes | Yes | Yes | No | LOI 2 | Reviewed by Karlo Siljeg 21/03/22 |  | Point | Yes | CEX |  | Parent |  | 1.1.3.3.2 | MVAC | MCo | RTO | Pr_65_67_29 | Fans | Pr_65_67_29_05 | Axial flow fans
CED | ACTIVE | Concourse Extraction Damper | No | Mechanical |  | Yes | Yes | Yes | Yes | No | LOI 2 | Reviewed by Karlo Siljeg 21/03/22 |  | Point | Yes | RTA, REA, TFA |  | Parent |  | 1.1.7.2 | Station Ventilation | MCo | RTO | Pr_65_65_24 | Duct dampers | Pr_65_65_24_29 | Fire and smoke dampers
CDP | ACTIVE | Condenser Water Pump | Yes | Mechanical |  | No | No | No | Yes | Yes | LOI 3 | Reviewed by Karlo Siljeg 21/03/22 |  | Point | Yes | CWF |  | Parent |  | 1.1.3.3 | Mechanical Systems | MCo | RTO | Pr_65_53_96 | Water supply pumps
CDN | ACTIVE | Condensate Neutraliser | N/A | Mechanical |  | No | Yes | No | Yes | No | LOI 2 | Reviewed by KS on 06/06/2022 |  | Point | Yes | SPA |  | Parent |  | 1.1.3.2 | Hydraulic System | MCo | RTO |  | Need to allocate
CDE | ACTIVE | Control Room Desk | N/A | Instrumentation & Control |  | No | No | No | Yes | No | LOI 3 | Reviewed by KS on 28/06/2022 |  | Point | Yes | CONT |  | Parent |  | 1.1.8 | Control Systems | Unallocated | Unallocated | Pr_40_50_21 | Desks and tables | Pr_40_50_21_16 | Console tables
CDB | ACTIVE | Critical Distribution Board | Yes | Electrical LV | Electrical | Yes | Yes | Yes | Yes | Yes | LOI 2 | Reviewed by Karlo Siljeg 21/03/22 |  | Point | Yes | Power LV |  | Parent |  | 1.1.9.3.1 | LV Power | MCo | RTO | Pr_60_70_22 | Distribution boxes and switchboards | Pr_60_70_22_22 | Distribution boards
CCM | ACTIVE | CCTV Camera | N/A | Security Systems |  | No | No | No | Yes | Yes | LOI 3 | Reviewed by KS on 28/06/2022 |  | Point | Yes | SEC |  | Parent |  | 1.1.5.5.4 | Security Control System | RTO | RTO | Pr_60_75_86 | Surveillance cameras, monitors and ancillaries | Pr_60_75_86_07 | Internet protocol (IP) box cameras
CCL | ACTIVE | Control Cable | N/A | Instrumentation & Control |  | No | No | No | Yes | No | LOI 3 | Reviewed by KS on 28/06/2022 |  | Point | Yes | CONT |  | Parent |  | 1.1.5 | ICT/OCS | Unallocated | Unallocated | Pr_65_70_15 | Communications cables and accessories |  | N/A
CCG | ACTIVE | Camlock Coupling | Yes | Hydraulic |  | No | No | No | Yes | No | LOI 3 | Reviewed by Karlo Siljeg 21/03/22 |  | Point | Yes | FHS, FHT |  | Parent |  | 1.1.3.2 | Hydraulic System | MCo | RTO | Pr_65_52_38 | Hoses, hose reels and ancillaries | Pr_65_52_38_69 | Quick release couplings
CCC | ACTIVE | Cooling Control Cabinet (at AIS) | Yes | Electrical HV | Electrical | No | Yes | No | Yes | Yes | LOI 2 | Reviewed by Karlo Siljeg 21/03/22 |  | Point | Yes | POWER HV |  | Child |  | 1.1.9 | Power | Unallocated | Unallocated | Pr_80_77_28 | Equipment enclosures, cabinets, boxes and housings | Pr_80_77_28_70 | Rack cabinets
CBI | ACTIVE | CBI Rack | N/A | Conventional Signalling |  | No | No | No | Yes | Yes | LOI 3 | Reviewed by KS on 28/06/2022 |  | Point | Yes | SIGNALLING |  | Parent |  | 1.2.9 | Signalling | RTO | RTO | Pr_80_77_27 | Equipment boards, racks and supports | Pr_80_77_27_42 | IT and telecommunications equipment racks
CAL | ACTIVE | FOH Architectural Light (Cavern) | Yes | Electrical LV | Electrical | No | No | No | Yes | No | LOI 3 | Reviewed by Karlo Siljeg 21/03/22 |  | Point | Yes | Power LV |  | Parent |  | 1.1.6.2 | Station (Lighting) | MCo | RTO | Pr_70_70_48 | Luminaires, lighting track and lighting accessories
CAC | ACTIVE | Computer Room Air Conditioner | Yes | Mechanical |  | No | No | No | Yes | Yes | LOI 3 | Reviewed by Karlo Siljeg 21/03/22 |  | Point | Yes | EXA, SPA |  | Parent |  | 1.1.3.3 | Mechanical Systems | MCo | RTO | Pr_70_65_03 | Air conditioning units | Pr_70_65_03_72 | Room air conditioning units
BWU | ACTIVE | Boiling Water Unit | Yes | Hydraulic |  | Yes | Yes | Yes | Yes | Yes | LOI 2 | Reviewed by Karlo Siljeg 21/03/22 |  | Point | Yes | DHW |  | Parent |  | 1.1.3.2 | Hydraulic System | MCo | RTO | Pr_60_60_08 | Boilers | Pr_60_60_08_27 | Electric boilers
BTS | ACTIVE | Base Transceiver Station Rack | Yes | Telecommunication |  | Yes | Yes | Yes | Yes | Yes | LOI 2 | Reviewed by Karlo Siljeg 21/03/22 |  | Point | Yes | CONT |  | Parent |  | 1.1.4 | Local Communications | MCo | MCo | Pr_80_77_27 | Equipment boards, racks and supports | Pr_80_77_27_42 | IT and telecommunications equipment racks
BTH | ACTIVE | Basic Transfer Switch | Yes | Electrical LV | Electrical | No | No | No | Yes | No | LOI 3 | Reviewed by Karlo Siljeg 21/03/22 |  | Point | Yes | Power LV |  | Child |  | 1.1.9.3.1 | LV Power | MCo | RTO | Pr_80_77_27 | Low voltage switchgear | Pr_60_70_48_11 | Changeover switches
BTC | ACTIVE | Bonding Terminal - Communications | Yes | Earthing | Electrical | No | No | No | Yes | No | LOI 3 | Reviewed by Karlo Siljeg 21/03/22 |  | Point | Yes | Earthing |  | Parent |  | 1.1.9.5 | Earthing And Bonding | RTO | RTO | Pr_65_70_46 | Lightning protection and earthing components | Pr_65_70_46_24 | Earth bars
BSL | ACTIVE | Blue Rail Signal Light | Yes | Electrical Traction | Electrical | No | Yes | No | Yes | Yes | LOI 2 | Reviewed by Karlo Siljeg 21/03/22 |  | Point | Yes | SIGNALLING |  | Parent |  | 1.2.9 | Signalling | RTO | RTO | Pr_70_75_70 | Rail signals, indicators and controls | Pr_70_75_70_14 | Colour light signals
BSB | ACTIVE | Branch Box | Yes | Electrical LV | Electrical | Yes | No | Yes | Yes | No | LOI 3 | Reviewed by Karlo Siljeg 21/03/22 |  | Point | Yes | Power LV |  | Parent |  | 1.1.9.3.1 | LV Power | MCo | RTO | Pr_70_65_03 | Air conditioning units
BPL | ACTIVE | Pole Light B | Yes | Electrical LV | Electrical | No | No | No | Yes | Yes | LOI 3 | Reviewed by Karlo Siljeg 21/03/22 |  | Point | Yes | Power LV |  | Parent |  | 1.1.6.2 | Station (Lighting) | MCo | RTO | Pr_80_77_48 | Lighting columns, brackets and bollards | Pr_80_77_48_80 | Steel lighting columns
BMR | ACTIVE | Building Management System Rack | Yes | Telecommunication |  | No | Yes | No | Yes | Yes | LOI 0 | Reviewed by Karlo Siljeg 21/03/22 |  | Point | Yes | CONT |  | Child |  | 1.1.8.1 | Building Management System | MCo | RTO/MCo | Pr_80_77_27 | Equipment boards, racks and supports | Pr_80_77_27_42 | IT and telecommunications equipment racks
BMI | ACTIVE | Building Management Panel | Yes | Instrumentation & Control |  | Yes | Yes | Yes | Yes | Yes | LOI 2 | Reviewed by Karlo Siljeg 21/03/22 |  | Point | Yes | CONT |  | Parent |  | 1.1.8.1 | Building Management System | MCo | RTO/MCo | Pr_75_50_18 | Controllers and control panels | Pr_75_50_18_17 | Control panels
BMC | ACTIVE | Building Management Cabinet | Yes | Instrumentation & Control |  | Yes | Yes | Yes | Yes | Yes | LOI 2 | Reviewed by Karlo Siljeg 21/03/22 |  | Point | Yes | CONT |  | Parent |  | 1.1.8.1 | Building Management System | MCo | RTO/MCo | Pr_80_77_28 | Equipment enclosures, cabinets, boxes and housings | Pr_80_77_28_21 | Data equipment cabinets
BHL | ACTIVE | BOH (Back of House) Light | Yes | Electrical LV | Electrical | Yes | Yes | Yes | Yes | No | LOI 2 | Reviewed by Karlo Siljeg 21/03/22 |  | Point | Yes | Power LV |  | Parent |  | 1.1.6.2 | Station (Lighting) | MCo | RTO | Pr_70_70_48 | Luminaires, lighting track and lighting accessories
BGU | ACTIVE | Break Glass Unit (Manual Call Point) | Yes | Fire |  | Yes | Yes | Yes | Yes | Yes | LOI 2 | Reviewed by Karlo Siljeg 21/03/22 |  | Point | Yes | FTH, FHS, GSU |  | Parent |  | 1.1.8.2 | Emergency Management System | RTO | RTO | Pr_75_75_30 | Fire alarm detection devices and control equipment | Pr_75_75_30_50 | Manual call points
BGR | ACTIVE | Break Glass Emergency Release | N/A | Fire |  | No | No | No | Yes | No | LOI 3 | Reviewed by KS on 28/06/2022 |  | Point | Yes | FTH, FHS, GSU |  | Parent |  | 1.1.8.2.2 | Fire Protection | RTO | RTO | Pr_75_30_30 | Electronic access control and recording products | Pr_75_30_30_27 | Emergency door release break glass units
BGO | ACTIVE | BOH General Purpose Outlet | Yes | Electrical LV | Electrical | Yes | Yes | Yes | Yes | No | LOI 2 | Reviewed by Karlo Siljeg 21/03/22 |  | Point | Yes | Power LV |  | Parent |  | 1.1.9.3.1 | LV Power | MCo | RTO | Pr_65_72_97 | Wiring accessories | Pr_65_72_97_84 | Standard socket outlets
BFV | ACTIVE | Butterfly Valve | Yes | Hydraulic |  | Yes | No | Yes | Yes | No | LOI 3 | Reviewed by Karlo Siljeg 21/03/22 |  | Point | Yes | OVF, SRM, SDR, SDM, STW, TDW, TDR, TDM, WRM, TRW |  | Child |  | 1.1.3.2 | Hydraulic System | MCo | RTO | Pr_65_54_95 | Water services valves | Pr_65_54_95_08 | Butterfly valves
BFT | ACTIVE | Buffer Tank | Yes | Hydraulic |  | Yes | Yes | Yes | Yes | Yes | LOI 2 | Reviewed by Karlo Siljeg 21/03/22 |  | Point | Yes | DHW, DHF, DHR, DTW |  | Parent |  | 1.1.3.3.1 | Ecs | MCo | RTO | Pr_60_50_96 | Water tanks and cisterns | Pr_60_50_96_20 | Cylindrical tanks
BFR | ACTIVE | Fan Base Frame | Yes | Mechanical |  | No | No | No | Yes | No | LOI 3 | Reviewed by Karlo Siljeg 21/03/22 |  | Point | Yes | EXA, OSA, RTA, SPA, STP, BUX, OTE, REA, TFA, CEX |  | Child |  | 1.1.3.3 | Mechanical Systems | MCo | RTO | Pr_65_67_29 | Fans
BFL | ACTIVE | FOH Feature Light (Box Station) | No | Electrical LV | Electrical | No | No | No | Yes | No | LOI 3 | Reviewed by Karlo Siljeg 21/03/22 |  | Point | Yes | Power LV |  | Parent |  | 1.1.6.2 | Station (Lighting) | MCo | RTO | Pr_70_70_48 | Luminaires, lighting track and lighting accessories
BEM | ACTIVE | BOH Emergency Light | Yes | Electrical LV | Electrical | No | No | No | Yes | Yes | LOI 3 | Reviewed by Karlo Siljeg 21/03/22 |  | Point | Yes | Power LV |  | Parent |  | 1.1.8.2 | Emergency Management System | RTO | RTO | Pr_70_70_48 | Luminaires, lighting track and lighting accessories | Pr_70_70_48_25 | Emergency luminaires
BEF | ACTIVE | Battery Room Exhaust Fan | Yes | Mechanical |  | Yes | Yes | Yes | Yes | No | LOI 2 | Reviewed by Karlo Siljeg 21/03/22 |  | Point | Yes | BUX |  | Parent |  | 1.1.3.3.2 | MVAC | MCo | RTO | Pr_65_67_29 | Fans | Pr_65_67_29_05 | Axial flow fans
BDD | ACTIVE | Back Draft Damper | Yes | Mechanical |  | No | No | No | Yes | No | LOI 3 | Reviewed by Karlo Siljeg 21/03/22 |  | Point | Yes | EXA, OSA, RTA, SPA, STP, OTE, REA, TFA, CEX |  | Child |  | 1.1.3.3 | Mechanical Systems | MCo | RTO | Pr_65_65_24 | Duct dampers | Pr_65_65_24_56 | Non-return dampers
BCH | ACTIVE | Battery Charger | Yes | Electrical LV | Electrical | No | No | No | Yes | Yes | LOI 3 | Reviewed by Karlo Siljeg 21/03/22 |  | Point | Yes | Power LV |  | Parent |  | 1.1.9.3.1 | LV Power | MCo | RTO | Pr_60_70_06 | Batteries and chargers | Pr_60_70_06_71 | Rechargeable dry cell battery chargers
BBP | ACTIVE | Fire Brigade Booster Point | Yes | Fire |  | No | Yes | No | Yes | Yes | LOI 2 | Reviewed by Karlo Siljeg 21/03/22 |  | Point | Yes | FTH, FHS |  | Parent |  | 1.1.8.2.2 | Fire Protection | RTO | RTO | Pr_70_55_97 | Water fire extinguishing outlets | Pr_70_55_97_01 | Above-ground fire hydrants
BAV | ACTIVE | Ball Valve | Yes | Hydraulic |  | Yes | No | Yes | Yes | No | LOI 3 | Reviewed by Karlo Siljeg 21/03/22 |  | Point | Yes | OVF, SRM, SDR, SDM, STW, TDW, TDR, TDM, WRM, TRW |  | Child |  | 1.1.3.2 | Hydraulic System | MCo | RTO | Pr_65_54_95 | Water services valves | Pr_65_54_95_06 | Ball valves
BAT | ACTIVE | Battery | N/A | Electrical LV | Electrical | Yes | Yes | Yes | Yes | No | LOI 2 | Reviewed by KS on 28/06/2022 |  | Point | Yes | Power LV |  | Parent |  | 1.1.9.3.1 | LV Power | MCo | RTO | Pr_60_70_06 | Batteries and chargers | Pr_60_70_06_95 | Vented lead-acid batteries
BAL | ACTIVE | FOH Architectural Light (Box Station) | Yes | Electrical LV | Electrical | Yes | Yes | Yes | Yes | No | LOI 2 | Reviewed by Karlo Siljeg 21/03/22 |  | Point | Yes | Power LV |  | Parent |  | 1.1.6.2 | Station (Lighting) | MCo | RTO | Pr_70_70_48 | Luminaires, lighting track and lighting accessories
AXH | ACTIVE | Axle Counter Head | N/A | Conventional Signalling |  | No | No | No | Yes | No | LOI 3 | Reviewed by KS on 28/06/2022 |  | Point | Yes | SIGNALLING |  | Parent |  | 1.2.9 | Signalling | RTO | RTO | Pr_70_75_70 | Rail signals, indicators and controls
AXE | ACTIVE | Axle Counter Evaluator | N/A | Conventional Signalling |  | No | No | No | Yes | No | LOI 3 | Reviewed by KS on 28/06/2022 |  | Point | Yes | SIGNALLING |  | Parent |  | 1.2.9 | Signalling | RTO | RTO | Pr_70_75_70 | Rail signals, indicators and controls
AXC | ACTIVE | Axle Counter (whole unit) | N/A | Conventional Signalling |  | No | No | No | Yes | Yes | LOI 3 | Reviewed by KS on 28/06/2022 |  | Point | Yes | SIGNALLING |  | Parent |  | 1.2.9 | Signalling | RTO | RTO | Pr_70_75_70 | Rail signals, indicators and controls | Pr_70_75_70_05 | Axle counters
AWM | ACTIVE | Authority Water Meter | Yes | Hydraulic |  | Yes | Yes | Yes | Yes | No | LOI 2 | Reviewed by Karlo Siljeg 21/03/22 |  | Point | Yes | DCW |  | Parent |  | 1.1.3.2 | Hydraulic System | MCo | RTO | Pr_80_51_51 | Metering and test products | Pr_80_51_51_97 | Water meters
AVW | ACTIVE | Alarm Valve - Wet | Yes | Fire |  | No | No | No | Yes | Yes | LOI 3 | Reviewed by Karlo Siljeg 21/03/22 |  | Point | Yes | FTH, FHS, GSU |  | Parent |  | 1.1.8.2.2 | Fire Protection | RTO | RTO | Pr_65_54_30 | Fire fighting valves and devices | Pr_65_54_30_30 | Fire fighting alarm devices
AVR | ACTIVE | Automatic Voltage Regulator | N/A | Electrical HV | Electrical | Yes | Yes | Yes | Yes | No | LOI 2 | Reviewed by KS on 06/06/2022 |  | Point | Yes | POWER HV |  | Child |  | 1.1.9 | Power | Unallocated | Unallocated | Pr_60_70_65 | Power generators, engines and packaged combined heat and power (CHP) units
AVD | ACTIVE | Alarm Valve - Dry | Yes | Fire |  | No | No | No | Yes | Yes | LOI 3 | Reviewed by Karlo Siljeg 21/03/22 |  | Point | Yes | FTH, FHS, GSU |  | Parent |  | 1.1.8.2.2 | Fire Protection | RTO | RTO | Pr_65_54_30 | Fire fighting valves and devices | Pr_65_54_30_30 | Fire fighting alarm devices
ATW | ACTIVE | ATS Workstation | N/A | ATS (EBI Screen) |  | No | No | No | Yes | Yes | LOI 3 | Reviewed by KS on 28/06/2022 |  | Point | Yes | CONT |  | Parent |  | 1.1.5 | ICT/OCS | Unallocated | Unallocated | Pr_70_75_15 | Computers and peripherals | Pr_70_75_15_24 | Display screen monitors
ATT | ACTIVE | Attenuators Tunnel | Yes | Tunnel Ventilation System | Mechanical | Yes | Yes | Yes | Yes | Yes | LOI 2 | Reviewed by Karlo Siljeg 21/03/22 |  | Point | Yes | Unassigned | Tunnel Ventilation System | Child |  | 1.1.7.1 | Tunnel Ventilation | MCo | RTO | Pr_60_70_48 | Sound attenuators | Pr_65_67_78_05 | Air transfer and crosstalk attenuators
ATS | ACTIVE | Automatic Transfer Switch | Yes | Electrical LV | Electrical | Yes | Yes | Yes | Yes | No | LOI 2 | Reviewed by Karlo Siljeg 21/03/22 |  | Point | Yes | Power LV |  | Child |  | 1.1.9.3.1 | LV Power | MCo | RTO | Pr_60_70_48 | Low voltage switchgear | Pr_60_70_48_05 | Automatic transfer switching equipment (TSE) | LOI Category Updated to suite Model Active Types
ATR | ACTIVE | ATS Server Rack | N/A | ATS (EBI Screen) |  | No | No | No | Yes | Yes | LOI 3 | Reviewed by KS on 28/06/2022 |  | Point | Yes | CONT |  | Child |  | 1.1.5 | ICT/OCS | Unallocated | Unallocated | Pr_80_77_27 | Equipment boards, racks and supports | Pr_80_77_27_42 | IT and telecommunications equipment racks
ATP | ACTIVE | Analyser Transmitter - pH | Yes | Instrumentation & Control |  | No | No | No | Yes | No | LOI 3 | Reviewed by Karlo Siljeg 21/03/22 |  | Point | Yes | CONT |  | Parent |  | 1.1.8 | Control Systems | Unallocated | Unallocated | Pr_75_50_76 | Sensors and detectors | Pr_75_50_76_61 | pH sensors
ATF | ACTIVE | Auto Fill Tank | Yes | Hydraulic |  | Yes | Yes | Yes | Yes | Yes | LOI 2 | Reviewed by Karlo Siljeg 21/03/22 |  | Point | Yes | STW, TDW, TDR |  | Parent |  | 1.1.3.2 | Hydraulic System | MCo | RTO | Pr_60_50_96 | Water tanks and cisterns | N/A | N/A
ATE | ACTIVE | Attenuators Environment Side | Yes | Tunnel Ventilation System | Mechanical | Yes | Yes | Yes | Yes | No | LOI 2 | Reviewed by Karlo Siljeg 21/03/22 |  | Point | Yes | Unassigned | Tunnel Ventilation System | Child |  | 1.1.3.3.1 | Ecs | MCo | RTO | Pr_65_67_78 | Sound attenuators | Pr_65_67_78_05 | Air transfer and crosstalk attenuators
ASV | ACTIVE | Analytics Server | N/A | Security Systems |  | No | No | No | Yes | Yes | LOI 3 | Reviewed by KS on 28/06/2022 |  | Point | Yes | SEC |  | Parent |  | 1.1.5.5.4 | Security Control System | RTO | RTO | Pr_70_75_15 | Computers and peripherals | Pr_70_75_15_80 | Servers
ASS | ACTIVE | Air Speed Sensor | Yes | Instrumentation & Control |  | No | No | No | Yes | No | LOI 3 | Reviewed by Karlo Siljeg 21/03/22 |  | Point | Yes | CONT |  | Child |  | 1.1.8 | Control Systems | Unallocated | Unallocated | Pr_75_50_76 | Sensors and detectors | Pr_75_50_76_30 | Flow in duct sensors
ASE | ACTIVE | Alarm Signalling Equipment | Yes | Fire |  | No | No | No | Yes | Yes | LOI 3 | Reviewed by Karlo Siljeg 21/03/22 |  | Point | Yes | FTH, FHS, GSU |  | Parent |  | 1.1.8.2 | Emergency Management System | RTO | RTO | Pr_65_54_30 | Fire fighting valves and devices | Pr_65_54_30_30 | Fire fighting alarm devices
ASD | ACTIVE | Aspirating Smoke Detector | Yes | Fire |  | Yes | Yes | Yes | Yes | No | LOI 2 | Reviewed by Karlo Siljeg 21/03/22 |  | Point | Yes | FTH, FHS, GSU |  | Parent |  | 1.1.8.2.2 | Fire Protection | RTO | RTO | Pr_75_75_30 | Fire alarm detection devices and control equipment | Pr_75_75_30_03 | Aspirating smoke detectors
ASC | ACTIVE | Air Speed Controller | Yes | Instrumentation & Control |  | No | No | No | Yes | No | LOI 3 | Reviewed by Karlo Siljeg 21/03/22 |  | Point | Yes | CONT |  | Parent |  | 1.1.8 | Control Systems | Unallocated | Unallocated | Pr_75_50_18 | Controllers and control panels | Pr_75_50_18_21 | Damper actuators
ARV | ACTIVE | Air Relief Valve | Yes | Hydraulic |  | No | No | No | Yes | No | LOI 3 | Reviewed by Karlo Siljeg 21/03/22 |  | Point | Yes | DCW, FTW, TRW |  | Child |  | 1.1.3.2 | Hydraulic System | MCo | RTO | Pr_65_54_95 | Water services valves | Pr_65_54_95_65 | Pressure relief valves
APR | ACTIVE | ATS Printer | N/A | ATS (EBI Screen) |  | No | No | No | Yes | Yes | LOI 3 | Reviewed by KS on 28/06/2022 |  | Point | Yes | CONT |  | Parent |  | 1.1.5 | ICT/OCS | Unallocated | Unallocated | Pr_70_75_15 | Computers and peripherals | Pr_70_75_15_66 | Printers
APL | ACTIVE | Pole Light A | Yes | Electrical LV | Electrical | Yes | Yes | Yes | Yes | Yes | LOI 2 | Reviewed by Karlo Siljeg 21/03/22 |  | Point | Yes | Power LV |  | Parent |  | 1.1.6.2 | Station (Lighting) | MCo | RTO | Pr_80_77_48 | Lighting columns, brackets and bollards | Pr_80_77_48_80 | Steel lighting columns
APE | ACTIVE | Arch Flash Protection Relay | Yes | Electrical HV | Electrical | No | No | No | Yes | No | LOI 3 | Reviewed by Karlo Siljeg 21/03/22 |  | Point | Yes | POWER HV |  | Child |  | 1.1.9.3.1 | LV Power | MCo | RTO | Pr_75_50_50 | Measuring and monitoring relays
APD | ACTIVE | Automatic Timed Priming Device | Yes | Hydraulic |  | No | No | No | Yes | No | LOI 3 | Reviewed by KS on 06/06/2022 | Added in the Asset Master Register 6/06/2022 | Point | Yes | DCW, FTW, TRW |  | Parent |  | 1.1.3.2 | Hydraulic System | MCo | RTO | Pr_65_52_25 | Drainage traps and accessories | Pr_65_52_25_06 | Below-ground grease traps and converters
AOP | RETIRED | Analogue Output Module * | N/A | Instrumentation & Control |  | No | No | No | Yes | No | LOI 3 | Deleted as part of CYP-GCOR-252385 |  | Point | Yes | CONT |  | Child |  | 1.1.8 | Control Systems | Unallocated | Unallocated
AOM | ACTIVE | Analogue Output Module | Yes | Instrumentation & Control |  | No | No | No | Yes | No | LOI 3 | Reviewed by KS on 06/06/2022 | Added in the Asset Master Register 6/06/2022 | Point | Yes | CONT |  | Child |  | 1.1.8 | Control Systems | Unallocated | Unallocated | Pr_75_75_50 | Monitoring system control products
ANT | ACTIVE | Antenna | Yes | Telecommunication |  | No | No | No | Yes | Yes | LOI 3 | Reviewed by Karlo Siljeg 21/03/22 |  | Point | Yes | CONT |  | Parent |  | 1.1.5 | ICT/OCS | Unallocated | Unallocated | Pr_60_75_01 | Antennas and satellite dishes | N/A | N/A
AMA | ACTIVE | AM Amplifier | Yes | Telecommunication |  | No | No | No | Yes | Yes | LOI 3 | Reviewed by Karlo Siljeg 21/03/22 |  | Point | Yes | CONT |  | Parent |  | 1.1.5 | ICT/OCS | Unallocated | Unallocated | Pr_60_75_08 | Audio and visual source products | Pr_60_75_08_02 | Audio amplifiers
AIR | ACTIVE | Air Gap | N/A | Electrical Traction | Electrical | No | Yes | No | Yes | No | LOI 0 | Reviewed by KS on 28/06/2022 |  | Point | Yes | Unassigned |  | Parent |  | 1.1.9.2 | Traction Power | RTO | RTO |  | Need to allocate
AIP | ACTIVE | Audio Frequency Induction Loop | Yes | Telecommunication |  | No | No | No | Yes | Yes | LOI 3 | Reviewed by Karlo Siljeg 21/03/22 |  | Point | Yes | CONT |  | Parent |  | 1.1.5 | ICT/OCS | Unallocated | Unallocated | Pr_70_75_88 | Telecoms equipment
AIM | ACTIVE | Analogue Input Module | Yes | Instrumentation & Control |  | No | No | No | Yes | No | LOI 3 | Reviewed by Karlo Siljeg 21/03/22 |  | Point | Yes | CONT |  | Child |  | 1.1.8 | Control Systems | Unallocated | Unallocated | Pr_75_75_50 | Monitoring system control products
AID | ACTIVE | Audio Induction Loop | N/A | Telecommunication |  | No | No | No | Yes | Yes | LOI 3 | Reviewed by KS on 28/06/2022 |  | Point | Yes | CONT |  | Parent |  | 1.1.5 | ICT/OCS | Unallocated | Unallocated | Ss_75_10_46 | Listening systems | Ss_75_10_46_05 | Audio frequency induction loop systems
AHU | ACTIVE | Air Handling Unit | Yes | Mechanical |  | Yes | Yes | Yes | Yes | Yes | LOI 2 | Reviewed by Karlo Siljeg 21/03/22 |  | Point | Yes | EXA, OSA, RTA, SPA |  | Parent |  | 1.1.3.3 | Mechanical Systems | MCo | RTO | Pr_60_65_03 | Air handling units | Pr_60_65_03_87 | Supply and return air handling units
AHR | ASSET HIVE ONLY | Hose Reel Installation | N/A | Fire |  | No | No | No | No | No | LOI 1 | Added by Karlo Siljeg on 3/08/2022 | Used for Asset Hive | Dummy | Yes | N/A |  | Parent | N/A | 1.1.8.2.2 | Fire Protection | RTO | RTO | N/A | N/A | N/A | N/A
AHF | ACTIVE | Active Harmonic Filter | N/A | Electrical LV | Electrical | No | No | No | Yes | No | LOI 3 | Reviewed by KS on 28/06/2022 |  | Point | Yes | Power LV |  | Parent |  | 1.1.9.3.1 | LV Power | MCo | RTO | Pr_65_72_43 | Power conditioning equipment | Pr_65_72_43_01 | Active electrical filters
AGP | ASSET HIVE ONLY | Above ground drainage/waste/tradewaste/rising mains | N/A | Hydraulic |  | No | No | No | No | No | LOI 1 | Added by Karlo Siljeg on 3/08/2022 | Used for Asset Hive | Dummy | Yes | N/A |  | Parent |  | 1.4.1.8 | Drains | RTO | RTO | N/A | N/A | N/A | N/A
AGM | ACTIVE | Authority Gas Meter | Yes | Hydraulic |  | Yes | Yes | Yes | Yes | No | LOI 2 | Reviewed by Karlo Siljeg 21/03/22 |  | Point | Yes | NAG |  | Parent |  | 1.1.3.2 | Hydraulic System | MCo | RTO | Pr_80_51_51 | Metering and test products | Pr_80_51_51_33 | Gas meters
AFS | ACTIVE | Air Flow Switch | Yes | Instrumentation & Control |  | No | No | No | Yes | No | LOI 3 | Reviewed by KS on 06/06/2022 |  | Point | Yes | CONT |  | Child |  | 1.1.8 | Control Systems | Unallocated | Unallocated | Pr_75_50_76 | Sensors and detectors | Pr_75_50_76_30 | Flow in duct sensors
AFR | ACTIVE | Air Filter | Yes | Mechanical |  | Yes | No | Yes | Yes | No | LOI 3 | Reviewed by Karlo Siljeg 21/03/22 |  | Point | Yes | EXA, OSA, RTA, SPA, STP, OTE, REA, TFA, CEX |  | Child |  | 1.1.8.2.2 | Fire Protection | RTO | RTO | Pr_65_57_02 | Air filters | N/A | N/A
AFE | ASSET HIVE ONLY | Fire Extinguisher Installation | N/A | Fire |  | No | No | No | No | No | LOI 1 | Added by Karlo Siljeg on 3/08/2022 | Used for Asset Hive | Dummy | Yes | N/A |  | Parent | N/A | 1.1.8.2.2 | Fire Protection | RTO | RTO | N/A | N/A | N/A | N/A
AFD | ACTIVE | Arc Flash Detector | Yes | Electrical HV | Electrical | No | Yes | No | Yes | No | LOI 0 | Reviewed by Karlo Siljeg 21/03/22 |  | Point | Yes | POWER HV |  | Parent |  | 1.1.9.3.1 | LV Power | MCo | RTO | Pr_75_50_76 | Sensors and detectors | Pr_75_50_76_63 | Photoelectric sensors
AEP | ACTIVE | Analyser Sensor - pH | Yes | Instrumentation & Control |  | No | No | No | Yes | No | LOI 3 | Reviewed by Karlo Siljeg 21/03/22 |  | Point | Yes | CONT |  | Child |  | 1.1.8 | Control Systems | Unallocated | Unallocated | Pr_75_50_76 | Sensors and detectors | Pr_75_50_76_61 | pH sensors
ADS | ACTIVE | Air and Dirt Separator | Yes | Mechanical |  | Yes | Yes | Yes | Yes | Yes | LOI 2 | Reviewed by Karlo Siljeg 21/03/22 |  | Point | Yes | EXA, OSA, RTA, SPA |  | Parent |  | 1.1.8.2.2 | Fire Protection | RTO | RTO | Pr_65_55_76 | Separators | Pr_65_55_76_15 | Combined air and dirt separators
ADP | ACTIVE | Adit Drainage Pump | Yes | Hydraulic |  | No | Yes | No | Yes | Yes | LOI 2 | Reviewed by Karlo Siljeg 21/03/22 | Added in the Asset Master Register 6/06/2022 | Point | Yes | TDM |  | Parent |  | 1.1.3.2 | Hydraulic System | MCo | RTO | Pr_65_53_24 | Drainage pumps | Pr_65_53_24_81 | Small bore discharge pumps
ADL | ACTIVE | Advertising Light | Yes | Electrical LV | Electrical | No | No | No | Yes | No | LOI 3 | Reviewed by Karlo Siljeg 21/03/22 |  | Point | Yes | Power LV |  | Parent |  | 1.1.8.1 | Building Management System | MCo | RTO/MCo | Pr_70_70_48 | Luminaires, lighting track and lighting accessories
ADA | ACTIVE | Audio Distribution Amplifier | Yes | Telecommunication |  | No | No | No | Yes | Yes | LOI 3 | Reviewed by Karlo Siljeg 21/03/22 |  | Point | Yes | CONT |  | Parent |  | 1.1.8.2 | Emergency Management System | RTO | RTO | Pr_60_75_08 | Audio and visual source products | Pr_60_75_08_02 | Audio amplifiers
ACU | ACTIVE | Air Conditioning Unit (Outdoor) | Yes | Mechanical |  | Yes | Yes | Yes | Yes | Yes | LOI 2 | Reviewed by Karlo Siljeg 21/03/22 |  | Point | Yes | EXA, OSA, RTA, SPA |  | Parent |  | 1.1.3.3.2 | MVAC | MCo | RTO | Pr_70_65_03 | Air conditioning units | Pr_70_65_03_02 | Air cooled condensing units
ACT | ACTIVE | Actuator | Yes | Mechanical |  | Yes | Yes | Yes | Yes | No | LOI 2 | Reviewed by Karlo Siljeg 21/03/22 |  | Point | Yes | EXA, OSA, RTA, SPA, STP, OTE, REA, TFA, CEX |  | Child |  | 1.1.3.3 | Mechanical Systems | MCo | RTO | Pr_65_54 | Valve products |  |  | LOI Category Updated to suite Model Active Types
ACR | ACTIVE | Access Card Reader | Yes | Telecommunication |  | No | No | No | Yes | Yes | LOI 3 | Reviewed by Karlo Siljeg 21/03/22 |  | Point | Yes | CONT |  | Parent |  | 1.1.5.5.4 | Security Control System | RTO | RTO | Pr_75_75_27 | Electronic access control products | Pr_75_75_27_50 | Magnetic swipe card readers
ACP | ACTIVE | Access Control Panel | Yes | Telecommunication |  | Yes | Yes | Yes | Yes | Yes | LOI 2 | Reviewed by Karlo Siljeg 21/03/22 |  | Point | Yes | CONT |  | Parent |  | 1.1.5.5.4 | Security Control System | RTO | RTO | Pr_75_75_27 | Electronic access control products | Pr_75_75_27_03 | Access control units
ACO | ACTIVE | Air Quality CO2 Sensor | Yes | Instrumentation & Control |  | No | Yes | No | Yes | No | LOI 0 | Reviewed by Karlo Siljeg 21/03/22 |  | Point | Yes | CONT |  | Child |  | 1.1.8 | Control Systems | Unallocated | Unallocated | Pr_75_50_76 | Sensors and detectors | Pr_75_50_76_02 | Air quality sensors
ACH | ACTIVE | Air Cooled Chiller | Yes | Mechanical |  | Yes | Yes | Yes | Yes | Yes | LOI 2 | Reviewed by Karlo Siljeg 21/03/22 |  | Point | Yes | EXA, OSA, RTA, SPA |  | Parent |  | 1.1.3.3.1 | Ecs | MCo | RTO | Pr_60_60_13 | Chillers and cooling towers | Pr_60_60_13_04 | Air cooled liquid chillers
ACC | ACTIVE | Air Quality CO2 Controller | Yes | Instrumentation & Control |  | Yes | No | Yes | Yes | No | LOI 3 | Reviewed by Karlo Siljeg 21/03/22 | Added in the Asset Master Register 6/06/2022 | Point | Yes | CONT |  | Parent |  | 1.1.8 | Control Systems | Unallocated | Unallocated | Pr_75_50_18 | Controllers and control panels | Pr_75_50_18_33 | Gas detection control panels
ACB | ACTIVE | Air Circuit Breaker | Yes | Electrical LV | Electrical | No | No | No | Yes | No | LOI 3 | Reviewed by Karlo Siljeg 21/03/22 |  | Point | Yes | Power LV |  | Child |  | 1.1.9.3.1 | LV Power | MCo | RTO | Pr_65_72_27 | Electrical protective devices | Pr_65_72_27_02 | Air circuit breakers
AAV | ACTIVE | Air Admittance Valve | Yes | Hydraulic |  | Yes | No | Yes | Yes | No | LOI 3 | Reviewed by Karlo Siljeg 21/03/22 |  | Point | Yes | STP |  | Child |  | 1.1.3.2 | Hydraulic System | MCo | RTO | Pr_65_52_25 | Drainage traps and accessories | Pr_65_54_24_02 | Air admittance valves
CAN | ACTIVE | Conduit Non-Essential A | Yes | Electrical LV | Electrical | No | No | No | Yes | Yes | LOI 3 | Reviewed by Karlo Siljeg 21/03/22 |  | Linear | Yes | NON-ESS LV A |  | Parent |  | 1.1.9.3.1 | LV Power | MCo | RTO | Pr_65_70_11 | Cable management | Pr_65_70_11_71 | Rigid Conduit
CCA | ACTIVE | Conduit Critical A | Yes | Electrical LV | Electrical | Yes | No | Yes | Yes | Yes | LOI 3 | Reviewed by Karlo Siljeg 21/03/22 |  | Linear | Yes | CRITICAL A |  | Parent |  | 1.1.9.3.1 | LV Power | MCo | RTO | Pr_65_70_11 | Cable management | Pr_65_70_11_71 | Rigid Conduit
CCB | ACTIVE | Conduit Critical B | No | Electrical LV | Electrical | Yes | No | Yes | Yes | Yes | LOI 3 | Reviewed by Karlo Siljeg 21/03/22 | Added in the Asset Master Register 6/06/2022 | Linear | Yes | CRITICAL B |  | Parent |  | 1.1.9.3.1 | LV Power | MCo | RTO | Pr_65_70_11 | Cable management | Pr_65_70_11_71 | Rigid Conduit
CME | ACTIVE | Conduits Combined Electrical | Yes | Electrical LV | Electrical | Yes | No | Yes | Yes | Yes | LOI 3 | Reviewed by Karlo Siljeg 21/03/22 |  | Linear | Yes | Power LV |  | Parent |  | 1.1.9.3.1 | LV Power | MCo | RTO | Pr_65_70_11 | Cable management | Pr_65_70_11_71 | Rigid Conduit
CNB | ACTIVE | Conduit Non-Essential B | Yes | Electrical LV | Electrical | No | No | No | Yes | Yes | LOI 3 | Reviewed by Karlo Siljeg 21/03/22 |  | Linear | Yes | NON-ESS LV B |  | Parent |  | 1.1.9.3.1 | LV Power | MCo | RTO | Pr_65_70_11 | Cable management | Pr_65_70_11_71 | Rigid Conduit
CSB | ACTIVE | Critical Supply Bus Duct | Yes | Electrical LV | Electrical | No | No | No | Yes | No | LOI 3 | Reviewed by Karlo Siljeg 21/03/22 |  | Linear | Yes | Power LV |  | Parent |  | 1.1.9.2 | Traction Power | RTO | RTO | Pr_60_70_48 | Low voltage switchgear | Pr_60_70_48_66 | Power busbar Trunking
ESB | ACTIVE | Essential Bus Duct | N/A | Electrical LV | Electrical | No | No | No | Yes | Yes | LOI 3 | Reviewed by KS on 06/06/2022 | Added in the Asset Master Register 6/06/2022 | Linear | Yes | Power LV |  | Parent |  | 1.1.9.3.1 | LV Power | MCo | RTO | Pr_60_70_48 | Low voltage switchgear | Pr_60_70_48_66 | Power busbar Trunking
LVB | ACTIVE | Low Voltage Bus Duct | No | Electrical LV | Electrical | Yes | No | Yes | Yes | No | LOI 3 | Reviewed by Karlo Siljeg 21/03/22 |  | Linear | Yes | Power LV |  | Parent |  | 1.1.9.3.1 | LV Power | MCo | RTO | Pr_60_70_48 | Low voltage switchgear | Pr_60_70_48_66 | Power busbar Trunking
NEB | ACTIVE | Non-Essential Bus Duct | Yes | Electrical LV | Electrical | No | No | No | Yes | Yes | LOI 3 | Reviewed by Karlo Siljeg 21/03/22 |  | Linear | Yes | Power LV |  | Parent |  | 1.1.9.3.1 | LV Power | MCo | RTO | Pr_60_70_48 | Low voltage switchgear | Pr_60_70_48_66 | Power busbar Trunking
SSB | ACTIVE | Safety Services Bus Duct | Yes | Electrical LV | Electrical | No | No | No | Yes | Yes | LOI 3 | Reviewed by Karlo Siljeg 21/03/22 |  | Linear | Yes | Power LV |  | Parent |  | 1.1.9.3.1 | LV Power | MCo | RTO | Pr_60_70_48 | Low voltage switchgear | Pr_60_70_48_66 | Power busbar Trunking
CAD | ACTIVE | Cable Ladder - A Supply (DC Feeder & Neg) | Yes | Electrical (Common) | Electrical | Yes | No | Yes | Yes | No | LOI 3 | Reviewed by Karlo Siljeg 21/03/22 |  | Linear | Yes | TRAC A |  | Parent |  | 1.1.9.3.1 | LV Power | MCo | RTO | Pr_65_70_11 | Cable management | Pr_65_70_11_14 | Cable ladders
CAT | ACTIVE | Conduit Traction HV A | Yes | Electrical Traction | Electrical | No | No | No | Yes | Yes | LOI 3 | Reviewed by Karlo Siljeg 21/03/22 |  | Linear | Yes | TRAC A |  | Parent |  | 1.1.9.2 | Traction Power | RTO | RTO | Pr_65_70_11 | Cable management | Pr_65_70_11_71 | Rigid Conduit
CBD | ACTIVE | Cable Ladder - B Supply (DC Feeder & Neg) | Yes | Electrical (Common) | Electrical | No | No | No | Yes | No | LOI 3 | Reviewed by Karlo Siljeg 21/03/22 |  | Linear | Yes | TRAC B |  | Parent |  | 1.1.9.3.1 | LV Power | MCo | RTO | Pr_65_70_11 | Cable management | Pr_65_70_11_14 | Cable ladders
CEA | ACTIVE | Conduit Essential A | Yes | Electrical (Common) | Electrical | Yes | No | Yes | Yes | Yes | LOI 3 | Reviewed by Karlo Siljeg 21/03/22 | Added in the Asset Master Register 6/06/2022 | Linear | Yes | ESS A |  | Parent |  | 1.1.9.3.1 | LV Power | MCo | RTO | Pr_65_70_11 | Cable management | Pr_65_70_11_71 | Rigid Conduit
CEB | ACTIVE | Conduit Essential B | Yes | Electrical (Common) | Electrical | Yes | No | Yes | Yes | Yes | LOI 3 | Reviewed by Karlo Siljeg 21/03/22 |  | Linear | Yes | ESS B |  | Parent |  | 1.1.9.3.1 | LV Power | MCo | RTO | Pr_65_70_11 | Cable management | Pr_65_70_11_71 | Rigid Conduit
CHA | ACTIVE | Conduit HV A | No | Electrical HV | Electrical | No | No | No | Yes | Yes | LOI 3 | Reviewed by Karlo Siljeg 21/03/22 |  | Linear | Yes | HV DIST A |  | Parent |  | 1.1.9 | Power | Unallocated | Unallocated | Pr_65_70_11 | Cable management | Pr_65_70_11_71 | Rigid Conduit
CHB | ACTIVE | Conduit HV B | No | Electrical HV | Electrical | No | No | No | Yes | Yes | LOI 3 | Reviewed by Karlo Siljeg 21/03/22 |  | Linear | Yes | HV DIST B |  | Parent |  | 1.1.9 | Power | Unallocated | Unallocated | Pr_65_70_11 | Cable management | Pr_65_70_11_71 | Rigid Conduit
CLA | ACTIVE | Cable Ladder - A Supply (Non Ess) AC | Yes | Electrical (Common) | Electrical | Yes | No | Yes | Yes | No | LOI 3 | Reviewed by Karlo Siljeg 21/03/22 |  | Linear | Yes | NON-ESS LV A |  | Parent |  | 1.1.9.3.1 | LV Power | MCo | RTO | Pr_65_70_11 | Cable management | Pr_65_70_11_14 | Cable ladders
CLB | ACTIVE | Cable Ladder - B Supply (Non Ess) AC | No | Electrical (Common) | Electrical | Yes | No | Yes | Yes | No | LOI 3 | Reviewed by Karlo Siljeg 21/03/22 |  | Linear | Yes | NON-ESS LV B |  | Parent |  | 1.1.9.3.1 | LV Power | MCo | RTO | Pr_65_70_11 | Cable management | Pr_65_70_11_14 | Cable ladders
CMC | ACTIVE | Conduit Combined Comms | Yes | Telecommunication |  | Yes | No | Yes | Yes | Yes | LOI 3 | Reviewed by Karlo Siljeg 21/03/22 |  | Linear | Yes | CONT |  | Parent |  | 1.1.5 | ICT/OCS | Unallocated | Unallocated | Pr_65_70_11 | Cable management | Pr_65_70_11_71 | Rigid Conduit
COA | ACTIVE | Conduit Comms A | Yes | Telecommunication |  | Yes | No | Yes | Yes | Yes | LOI 3 | Reviewed by Karlo Siljeg 21/03/22 |  | Linear | Yes | COMMS A |  | Parent |  | 1.1.9.3.1 | LV Power | MCo | RTO | Pr_65_70_11 | Cable management | Pr_65_70_11_71 | Rigid Conduit
COB | ACTIVE | Conduit Comms B | Yes | Telecommunication |  | Yes | No | Yes | Yes | Yes | LOI 3 | Reviewed by Karlo Siljeg 21/03/22 |  | Linear | Yes | COMMS B |  | Parent |  | 1.1.5 | ICT/OCS | Unallocated | Unallocated | Pr_65_70_11 | Cable management | Pr_65_70_11_71 | Rigid Conduit
CSC | ACTIVE | CAT 6 Cable | N/A | Telecommunication |  | No | No | No | Yes | Yes | LOI 3 | Reviewed by KS on 26/07/2022 |  | Linear | Yes | CONT |  | Parent |  | 1.1.5 | ICT/OCS | Unallocated | Unallocated | Pr_65_70_15 | Communications cables and accessories |  | N/A
CTA | ACTIVE | Conduit Traction DC A | Yes | Electrical Traction | Electrical | No | No | No | Yes | No | LOI 3 | Reviewed by Karlo Siljeg 21/03/22 |  | Linear | Yes | TRAC A |  | Parent |  | 1.1.9.2 | Traction Power | RTO | RTO | Pr_65_70_11 | Cable management | Pr_65_70_11_71 | Rigid Conduit
CTB | ACTIVE | Conduit Traction DC B | Yes | Electrical Traction | Electrical | No | No | No | Yes | No | LOI 3 | Reviewed by Karlo Siljeg 21/03/22 |  | Linear | Yes | TRAC B |  | Parent |  | 1.1.9.2 | Traction Power | RTO | RTO | Pr_65_70_11 | Cable management | Pr_65_70_11_71 | Rigid Conduit
CXC | ACTIVE | Coaxial Cable | N/A | Electrical (Common) | Electrical | No | No | No | Yes | Yes | LOI 3 | Added by KS on 27/07/2022 |  | Linear | Yes | Unassigned |  | Parent |  | 1.1.8 | Control Systems | Unallocated | Unallocated | Pr_65_70_15_13 | Communications cables and accessories | Pr_65_70_15_13 | Coaxial cables
DIP | ACTIVE | Dipole Cable Ladder | Yes | Electrical (Common) | Electrical | No | No | No | Yes | No | LOI 3 | Reviewed by Karlo Siljeg 21/03/22 |  | Linear | Yes | Unassigned |  | Parent |  | 1.1.9.3.1 | LV Power | MCo | RTO | Pr_65_70_11 | Cable management | Pr_65_70_11_14 | Cable ladders
ECL | ACTIVE | Earth Cable | N/A | Earthing | Electrical | No | No | No | Yes | Yes | LOI 3 | Reviewed by KS on 26/07/2022 |  | Linear | Yes | Earthing |  | Parent |  | 1.1.9.5 | Earthing And Bonding | RTO | RTO | Pr_65_70_46 | Lightning protection and earthing components | Pr_65_70_46_30 | Earthing conductors
FCA | ACTIVE | Fire Rated Cable Ladder - Comms A Supply AC | Yes | Electrical (Common) | Electrical | Yes | No | Yes | Yes | No | LOI 3 | Reviewed by Karlo Siljeg 21/03/22 |  | Linear | Yes | COMMS A |  | Parent |  | 1.1.9.3.1 | LV Power | MCo | RTO | Pr_65_70_11 | Cable management | Pr_65_70_11_14 | Cable ladders
FCB | ACTIVE | Fire Rated Cable Ladder - Comms B Supply AC | No | Electrical (Common) | Electrical | Yes | No | Yes | Yes | No | LOI 3 | Reviewed by Karlo Siljeg 21/03/22 | Added in the Asset Master Register 6/06/2022 | Linear | Yes | COMMS B |  | Parent |  | 1.1.9.3.1 | LV Power | MCo | RTO | Pr_65_70_11 | Cable management | Pr_65_70_11_14 | Cable ladders
FFB | ACTIVE | Fibre Cable | N/A | Telecommunication |  | No | No | No | Yes | Yes | LOI 3 | Reviewed by KS on 26/07/2022 |  | Linear | Yes | CONT |  | Parent |  | 1.1.5 | ICT/OCS | Unallocated | Unallocated | Pr_65_70_15 | Communications cables and accessories | Pr_65_70_15_58 | Optical fibre cables
FHA | ACTIVE | Fire Rated Cable Ladder - HV A Supply AC | Yes | Electrical (Common) | Electrical | Yes | No | Yes | Yes | No | LOI 3 | Reviewed by Karlo Siljeg 21/03/22 |  | Linear | Yes | HV DIST A |  | Parent |  | 1.1.9.3.1 | LV Power | MCo | RTO | Pr_65_70_11 | Cable management | Pr_65_70_11_14 | Cable ladders
FHB | ACTIVE | Fire Rated Cable Ladder - HV B Supply AC | Yes | Electrical (Common) | Electrical | Yes | No | Yes | Yes | No | LOI 3 | Reviewed by Karlo Siljeg 21/03/22 |  | Linear | Yes | HV DIST B |  | Parent |  | 1.1.9.3.1 | LV Power | MCo | RTO | Pr_65_70_11 | Cable management | Pr_65_70_11_14 | Cable ladders
FLA | ACTIVE | Fire Rated Cable Ladder - LV Ess, and Crit. A Supply AC | Yes | Electrical (Common) | Electrical | No | No | No | Yes | No | LOI 3 | Reviewed by Karlo Siljeg 21/03/22 |  | Linear | Yes | CRITICAL A |  | Parent |  | 1.1.9.3.1 | LV Power | MCo | RTO | Pr_65_70_11 | Cable management | Pr_65_70_11_14 | Cable ladders
FLB | ACTIVE | Fire Rated Cable Ladder - LV Ess, and Crit. B Supply AC | Yes | Electrical (Common) | Electrical | Yes | No | Yes | Yes | No | LOI 3 | Reviewed by Karlo Siljeg 21/03/22 |  | Linear | Yes | CRITICAL B |  | Parent |  | 1.1.9.3.1 | LV Power | MCo | RTO | Pr_65_70_11 | Cable management | Pr_65_70_11_14 | Cable ladders
FTA | ACTIVE | Fire Rated Cable Ladder - HV Traction A Supply AC | Yes | Electrical Traction | Electrical | Yes | No | Yes | Yes | No | LOI 3 | Reviewed by Karlo Siljeg 21/03/22 |  | Linear | Yes | TRAC A |  | Parent |  | 1.1.9.3.1 | LV Power | MCo | RTO | Pr_65_70_11 | Cable management | Pr_65_70_11_14 | Cable ladders
FTB | ACTIVE | Fire Rated Cable Ladder - HV Traction B Supply AC | Yes | Electrical Traction | Electrical | Yes | No | Yes | Yes | No | LOI 3 | Reviewed by Karlo Siljeg 21/03/22 |  | Linear | Yes | TRAC B |  | Parent |  | 1.1.9.3.1 | LV Power | MCo | RTO | Pr_65_70_11 | Cable management | Pr_65_70_11_14 | Cable ladders
HCT | ACTIVE | HFT (Halogen Free Fire Resistant Temperature Stable) Conduit | Yes | Electrical (Common) | Electrical | Yes | No | Yes | Yes | Yes | LOI 3 | Reviewed by Karlo Siljeg 21/03/22 |  | Linear | Yes | Unassigned |  | Parent |  | 1.1.9.3.1 | LV Power | MCo | RTO | Pr_65_70_11 | Cable management
HVC | ACTIVE | High Voltage AC Cable | N/A | Electrical HV | Electrical | Yes | No | Yes | Yes | Yes | LOI 3 | Added By KS on 28/07/2022 | Tray is modelled (with its correct code) not cable | Linear | Yes | POWER HV |  | Parent |  | 1.1.9.3 | Station Substation | MCo | RTO | Pr_65_70_36 | High-voltage cables
HVD | ACTIVE | High Voltage DC Cable | N/A | Electrical Traction | Electrical | No | No | No | Yes | Yes | LOI 3 | Added By KS on 28/07/2022 | Tray is modelled (with its correct code) not cable | Linear | Yes | TRAC A, TRAC B, DC A, DC B |  | Parent |  | 1.1.9.2 | Traction Power | RTO | RTO | Pr_65_70_36 | High-voltage cables
ODD | ACTIVE | OTE Duct Dampers | Yes | Tunnel Ventilation System | Mechanical | Yes | Yes | Yes | Yes | Yes | LOI 2 | Reviewed by Karlo Siljeg 21/03/22 |  | Linear | Yes | Unassigned | Tunnel Ventilation System | Parent |  | 1.1.8.2.2 | Fire Protection | RTO | RTO | Pr_65_65_24 | Duct dampers
RER | ACTIVE | Rail Earthing Conductor | Yes | Earthing | Electrical | No | No | No | Yes | No | LOI 3 | Reviewed by Karlo Siljeg 21/03/22 |  | Linear | Yes | Earthing |  | Parent |  | 1.1.9.5 | Earthing And Bonding | RTO | RTO | Pr_65_70_46 | Lightning protection and earthing components | Pr_65_70_46_30 | Earthing conductors
ROC | ACTIVE | Rigid Overhead Conductor Beam | Yes | Electrical Traction | Electrical | No | No | No | Yes | No | LOI 3 | Reviewed by Karlo Siljeg 21/03/22 |  | Linear | Yes | TRAC A, TRAC B, DC A, DC B |  | Parent |  | 1.1.9.2 | Traction Power | RTO | RTO | Pr_20_76_70 | Rail track and ancillaries | Pr_20_76_70_15 | Conductor rails
SCT | ACTIVE | Steel Conduit | Yes | Electrical (Common) | Electrical | No | No | No | Yes | No | LOI 3 | Reviewed by Karlo Siljeg 21/03/22 |  | Linear | Yes | Unassigned |  | Parent |  | 1.1.9.3.1 | LV Power | MCo | RTO | Pr_65_70_11 | Cable management
TFM | ACTIVE | Tunnel Fire Main (Pipe only) | N/A | Tunnel facilities |  | Yes | No | Yes | Yes | No | LOI 3 | Reviewed by KS on 28/06/2022 |  | Linear | Yes | Unassigned |  | Parent |  | 1.1.1.1.3.3 | Tunnel | MCo | RTO | Pr_65_52_63 | Pipes and fittings
UTX | ACTIVE | UPVC Conduit | Yes | Electrical (Common) | Electrical | Yes | No | Yes | Yes | No | LOI 3 | Reviewed by Karlo Siljeg 21/03/22 |  | Linear | Yes | Unassigned |  | Parent |  | 1.1.9.3.1 | LV Power | MCo | RTO | Pr_65_70_11 | Cable management | Pr_65_70_11_71 | Rigid Conduit
GCO | RETIRED | Conduit (General) | N/A | Electrical (Common) | Electrical | Yes | No | Yes | Yes | No | LOI 1 | Reviewed by Karlo Siljeg 11/05/22 | ELEC General reticulation retired, subcon to use specified type code | Linear | Yes | Unassigned |  | Parent |  | 1.1.9.3.1 | LV Power | MCo | RTO |  | Need to allocate
CDT | ACTIVE | Cable Duct | Yes | Electrical (Common) | Electrical | Yes | No | Yes | Yes | No | LOI 3 | Reviewed by Karlo Siljeg 21/03/22 |  | Linear | Yes | COMMS A, COMMS B, COMB LV FR, COMB COMMS, MYKI LV, MYKI COMMS, VICTRACK |  | Parent |  | 1.1.9.3.1 | LV Power | MCo | RTO | Pr_65_70_11 | Cable management | Pr_65_70_11_18 | Cable Trunking
GDF | ACTIVE | Duct Fitting (General) | N/A | Mechanical |  | Yes | No | Yes | Yes | No | LOI 1 | Reviewed by Karlo Siljeg 11/05/22 | General elements | Linear | Yes | EXA, OSA, RTA, SPA, STP, OTE, REA, TFA, CEX |  | Parent |  | 1.1.3.3 | Mechanical Systems | MCo | RTO | Pr_65_65 | Ductwork products | Pr_65_65_25 | Ductwork and fittings
GDI | ACTIVE | Duct Insulation (General) | N/A | Mechanical |  | Yes | No | Yes | Yes | No | LOI 1 | Reviewed by Karlo Siljeg 11/05/22 | General elements | Linear | Yes | EXA, OSA, RTA, SPA, STP, OTE, REA, TFA, CEX |  | Parent |  | 1.1.3.3 | Mechanical Systems | MCo | RTO | Pr_80_77_76 | Services insulation and protection products
GDT | ACTIVE | Ducts (General) | N/A | Mechanical |  | Yes | No | Yes | Yes | No | LOI 1 | Reviewed by Karlo Siljeg 11/05/22 | General elements | Linear | Yes | EXA, OSA, RTA, SPA, STP, OTE, REA, TFA, CEX |  | Parent |  | 1.1.3.3 | Mechanical Systems | MCo | RTO | Pr_30_59_96 | Wall venting products | Pr_30_59_96_92 | Ventilation ducts
CBT | ACTIVE | Conduit Traction HV B | Yes | Electrical Traction | Electrical | Yes | No | Yes | Yes | Yes | LOI 3 | Reviewed by Karlo Siljeg 21/03/22 |  | Linear | Yes | TRAC B |  | Parent |  | 1.1.9.2 | Traction Power | RTO | RTO | Pr_65_70_11 | Cable management | Pr_65_70_11_71 | Rigid Conduit
FBT | ACTIVE | Fire Rated Cable Basket | No | Electrical (Common) | Electrical | Yes | No | Yes | Yes | No | LOI 3 | Reviewed by Karlo Siljeg 21/03/22 |  | Linear | Yes | COMB LV FR |  | Parent |  | 1.1.9.3.1 | LV Power | MCo | RTO | Pr_65_70_11 | Cable management | Pr_65_70_11_12 | Cable baskets
FCT | ACTIVE | Fire Rated Cable Tray | Yes | Electrical (Common) | Electrical | Yes | No | Yes | Yes | No | LOI 3 | Reviewed by Karlo Siljeg 21/03/22 |  | Linear | Yes | COMB LV FR |  | Parent |  | 1.1.9.3.1 | LV Power | MCo | RTO | Pr_65_70_11 | Cable management | Pr_65_70_11_17 | Cable trays
GCT | RETIRED | Cable Tray (General) | N/A | Electrical (Common) | Electrical | Yes | No | Yes | Yes | No | LOI 1 | Reviewed by Karlo Siljeg 11/05/22 | ELEC General reticulation retired, subcon to use specified type code | Linear | Yes | Unassigned |  | Parent |  | 1.1.9.3.1 | LV Power | MCo | RTO | Pr_65_70_11 | Cable management and accessories | Pr_65_70_11_96 | Wall and ceiling-mounted cable trunking and ducting
GTF | RETIRED | Cable Tray Ladder Fitting (General) | N/A | Electrical (Common) | Electrical | No | No | No | Yes | No | LOI 1 | Reviewed by Karlo Siljeg 11/05/22 | ELEC General reticulation retired, subcon to use specified type code | Linear | Yes | Unassigned |  | Parent |  | 1.1.9.3.1 | LV Power | MCo | RTO | Pr_65_70_11 | Cable management and accessories
GTL | RETIRED | Cable Tray Ladder (General) | N/A | Electrical (Common) | Electrical | No | No | No | Yes | No | LOI 1 | Reviewed by Karlo Siljeg 11/05/22 | ELEC General reticulation retired, subcon to use specified type code | Linear | Yes | Unassigned |  | Parent |  | 1.1.9.3.1 | LV Power | MCo | RTO | Pr_65_70_11 | Cable management and accessories | Pr_65_70_11_14 | Cable ladders
LAD | ASSET HIVE ONLY | Cable Tray-Ladder and Supports | No | Electrical (Common) | Electrical | No | No | No | No | No | LOI 1 | Added by Karlo Siljeg on 3/08/2022 | Used for Asset Hive | Dummy | Yes | Power LV |  | Parent |  | 1.1.9.3.1 | LV Power | MCo | RTO | N/A | N/A | N/A | N/A
FCL | ACTIVE | Fire Rated Cable Ladder | Yes | Electrical (Common) | Electrical | Yes | No | Yes | Yes | No | LOI 3 | Reviewed by Karlo Siljeg 21/03/22 |  | Linear | Yes | COMB LV FR |  | Parent |  | 1.1.9.3.1 | LV Power | MCo | RTO | Pr_65_70_11 | Cable management | Pr_65_70_11_14 | Cable ladders
HCL | ACTIVE | Heavy Duty Cable Ladder | Yes | Electrical (Common) | Electrical | No | No | No | Yes | No | LOI 3 | Reviewed by Karlo Siljeg 21/03/22 |  | Linear | Yes | Unassigned |  | Parent |  | 1.1.9.3.1 | LV Power | MCo | RTO | Pr_65_70_11 | Cable management | Pr_65_70_11_14 | Cable ladders
LCL | ACTIVE | Light Duty Cable Ladder | Yes | Electrical (Common) | Electrical | No | No | No | Yes | No | LOI 3 | Reviewed by Karlo Siljeg 21/03/22 |  | Linear | Yes | Unassigned |  | Parent |  | 1.1.9.3.1 | LV Power | MCo | RTO | Pr_65_70_11 | Cable management | Pr_65_70_11_14 | Cable ladders
CTG | ACTIVE | Cable Trunking | Yes | Electrical (Common) | Electrical | No | No | No | Yes | No | LOI 3 | Reviewed by Karlo Siljeg 21/03/22 |  | Linear | Yes | COMMS A, COMMS B, COMB LV FR, COMB COMMS, MYKI LV, MYKI COMMS, VICTRACK |  | Parent |  | 1.1.9.3.1 | LV Power | MCo | RTO | Pr_65_70_11 | Cable management | Pr_65_70_11_18 | Cable Trunking
FCG | ACTIVE | Fire Rated Cable Trunking | Yes | Electrical (Common) | Electrical | No | No | No | Yes | No | LOI 3 | Reviewed by Karlo Siljeg 21/03/22 |  | Linear | Yes | COMB LV FR |  | Parent |  | 1.1.9.3.1 | LV Power | MCo | RTO | Pr_65_70_11 | Cable management | Pr_65_70_11_18 | Cable Trunking
CTR | ACTIVE | Cable Troughing | Yes | Electrical (Common) | Electrical | No | No | No | Yes | No | LOI 3 | Reviewed by Karlo Siljeg 21/03/22 |  | Linear | Yes | COMMS A, COMMS B, COMB LV FR, COMB COMMS, MYKI LV, MYKI COMMS, VICTRACK |  | Parent |  | 1.1.9.3.1 | LV Power | MCo | RTO | Pr_65_70_11 | Cable management | Pr_65_70_11_16 | Cable troughs
GPF | ACTIVE | Pipe Fitting (General) | N/A | Varies |  | Yes | No | Yes | Yes | No | LOI 1 | Reviewed by Karlo Siljeg 11/05/22 | General elements | Linear | Yes | CVP, DWP, GRM, STP, TDW, SDR, STW, SWM, SDP, TDW, TRM, TWV, TDR, TDM, WRM, DCW, DHW, DHF, DHR, DTW, FTW, NAG, PRP, TRW |  | Parent |  | 1.1.3.2 | Hydraulic System | MCo | RTO | Pr_65_52 | Pipe, tube and fitting products
GPI | ACTIVE | Pipe Insulation (General) | N/A | Varies |  | No | No | No | Yes | No | LOI 1 | Reviewed by Karlo Siljeg 11/05/22 | General elements | Linear | Yes | DHW, DHF, DHR, DTW |  | Parent |  | 1.1.3.2 | Hydraulic System | MCo | RTO | Pr_65_52_61 | Pipe accessories
GPP | ACTIVE | Pipes (General) | N/A | Varies |  | Yes | No | Yes | Yes | No | LOI 1 | Reviewed by Karlo Siljeg 11/05/22 | General elements | Linear | Yes | CVP, DWP, GRM, STP, TDW, SDR, STW, SWM, SDP, TDW, TRM, TWV, TDR, TDM, WRM, DCW, DHW, DHF, DHR, DTW, FTW, NAG, PRP, TRW |  | Parent |  | 1.1.3.2 | Hydraulic System | MCo | RTO | Pr_65_52_63 | Pipes and fittings
TPD | ACTIVE | Tunnel Pumped Drainage (Pipe only) | N/A | Tunnel facilities |  | Yes | No | Yes | Yes | No | LOI 1 | Reviewed by KS on 28/06/2022 |  | Linear | Yes | Unassigned |  | Parent |  | 1.1.1.1.3.3 | Tunnel | MCo | RTO | Pr_65_52_63 | Pipes and fittings
TWS | ACTIVE | Tunnel Walkway System | N/A | Tunnel facilities |  | No | No | No | Yes | No | LOI 1 | Reviewed by KS on 28/06/2022 |  | Point | Yes | Unassigned |  | Parent |  | 1.1.1.1.1 | Walkway | MCo | RTO | Ss_35_10_30 | Fixed utilitarian access systems | Ss_35_10_30_95 | Working platform and walkway systems
DPR | ASSET HIVE ONLY | Duct Pressure Results |  | Mechanical |  | No | Yes | No | No | No | LOI 0 | Added 19/04/2023 following AMR review | Used for Asset Hive | Dummy | Yes
FFW | ACTIVE | Firewall |  | Station Facilities |  | No | Yes | No | Yes | No | LOI 0 | Added 19/04/2023 following AMR review |  | Point | Yes
GRL | ACTIVE | Gauge Face Rail Lubricator |  | Tunnel facilities |  | No | Yes | No | Yes | No | LOI 2 | Added 19/04/2023 following AMR review |  | Point | Yes
HGW | ACTIVE | Power SCADA Gateway |  | Instrumentation & Control |  | No | Yes | No | Yes | No | LOI 0 | Added 19/04/2023 following AMR review |  | Point | Yes
NPP | ACTIVE | MTP Patch Panel |  | Electrical (Common) | Electrical | No | Yes | No | Yes | No | LOI 0 | Added 19/04/2023 following AMR review |  | Point | Yes
OCP | ACTIVE | Over Concourse Exhaust Transition Duct |  | Mechanical |  | No | Yes | No | Yes | No | LOI 0 | Added 19/04/2023 following AMR review |  | Point | Yes
OIT | ACTIVE | Oil Interceptor Tank |  | Hydraulic |  | No | Yes | No | Yes | No | LOI 2 | Added 19/04/2023 following AMR review |  | Point | Yes
RNE | ACTIVE | RNERV Enclosure |  | Tunnel facilities |  | No | Yes | No | Yes | No | LOI 0 | Added 19/04/2023 following AMR review |  | Point | Yes
SEC | ACTIVE | Section |  | Tunnel facilities |  | No | Yes | No | Yes | No | LOI 0 | Added 19/04/2023 following AMR review |  | Point | Yes
TRL | ACTIVE | Top of Rail Friction Modifier Rail Lubricator |  | Tunnel facilities |  | No | Yes | No | Yes | No | LOI 2 | Added 19/04/2023 following AMR review |  | Point | Yes
WTP | ACTIVE | Water Treatment Plant |  | Hydraulic |  | No | Yes | No | Yes | No | LOI 2 | Added 19/04/2023 following AMR review |  | Point | Yes
MAP | RETIRED | Mechanical Access Panel |  | Mechanical |  | No | No | No | Yes | No | LOI 1 | Added 27/04/2023 Following Sub Con Input | General elements, Only in Model | Point | No | NA
MAT | ACTIVE | Mechanical Air Terminal |  | Mechanical |  | Yes | No | Yes | Yes | No | LOI 1 | Added 27/04/2023 Following Sub Con Input | General elements, Only in Model | Point | No | Varies
MLV | ACTIVE | Mechanical Louvre | Mechanical | Mechanical |  | Yes | No | Yes | Yes | No | LOI 1 | Added 27/04/2023 Following Sub Con Input | General elements, Only in Model | Point | No | Varies
SHG | ACTIVE | Service Hangers |  | Varies |  | Yes | No | Yes | Yes | No | LOI 1 | Added 27/04/2023 Following Sub Con Input | General elements, Only in Model | Point | No | Varies
SCZ | ACTIVE | Service Clearance Zone |  | Varies |  | Yes | No | Yes | Yes | No | LOI 1 | Added 27/04/2023 Following Sub Con Input | General elements, Only in Model | Point | No | Varies
SCP | ACTIVE | Service Concrete Plinth |  | Varies |  | Yes | No | Yes | Yes | No | LOI 1 | Added 27/04/2023 Following Sub Con Input | General elements, Only in Model | Point | No | Varies
FMF | ACTIVE | Mechanical Fan Mounting Feet |  | Mechanical |  | No | No | No | Yes | No | LOI 1 | Added 27/04/2023 Following Sub Con Input | General elements, Only in Model | Point | No | Varies
MSM | ACTIVE | Mechanical Spring Mount |  | Mechanical |  | Yes | No | Yes | Yes | No | LOI 1 | Added 27/04/2023 Following Sub Con Input | General elements, Only in Model | Point | No | Varies
MBF | ACTIVE | Mechanical Base-frame |  | Mechanical |  | Yes | No | Yes | Yes | No | LOI 1 | Added 27/04/2023 Following Sub Con Input | General elements, Only in Model | Point | No | Varies
RSG | ACTIVE | Mechanical Riser Guides |  | Mechanical |  | Yes | No | Yes | Yes | No | LOI 1 | Added 27/04/2023 Following Sub Con Input | General elements, Only in Model | Point | No | Varies
ANC | ACTIVE | Mechanical Riser Anchor |  | Mechanical |  | Yes | No | Yes | Yes | No | LOI 1 | Added 27/04/2023 Following Sub Con Input | General elements, Only in Model | Point | No | Varies
PEN | ACTIVE | Service Penetration |  | Varies |  | Yes | No | Yes | Yes | No | LOI 1 | Added 27/04/2023 Following Sub Con Input | General elements, Only in Model | Point | No | Varies
BT | ACTIVE | Boundary Trap |  | Hydraulic |  | Yes | No | Yes | Yes | No | LOI 1 | Added 27/04/2023 Following Sub Con Input | General elements, Only in Model | Point | No | Varies
BTFW | ACTIVE | Basket Trap Floor Waste |  | Hydraulic |  | Yes | No | Yes | Yes | No | LOI 1 | Added 27/04/2023 Following Sub Con Input | General elements, Only in Model | Point | No | Varies
CO | ACTIVE | Clean Out |  | Hydraulic |  | Yes | No | Yes | Yes | No | LOI 1 | Added 27/04/2023 Following Sub Con Input | General elements, Only in Model | Point | No | Varies
DCKV | ACTIVE | Double Check Valve |  | Hydraulic |  | Yes | No | Yes | Yes | No | LOI 1 | Added 27/04/2023 Following Sub Con Input | General elements, Only in Model | Point | No | Varies
FW | ACTIVE | Floor Waste |  | Hydraulic |  | Yes | No | Yes | Yes | No | LOI 1 | Added 27/04/2023 Following Sub Con Input | General elements, Only in Model | Point | No | Varies
FWG | ACTIVE | Floor Waste Gully |  | Hydraulic |  | Yes | No | Yes | Yes | No | LOI 1 | Added 27/04/2023 Following Sub Con Input | General elements, Only in Model | Point | No | Varies
HT | ACTIVE | Hose Tap |  | Hydraulic |  | Yes | No | Yes | Yes | No | LOI 1 | Added 27/04/2023 Following Sub Con Input | General elements, Only in Model | Point | No | Varies
PB | ACTIVE | Pump Box |  | Hydraulic |  | Yes | No | Yes | Yes | No | LOI 1 | Added 27/04/2023 Following Sub Con Input | General elements, Only in Model | Point | No | Varies
PHE | ACTIVE | Plate Heat |  | Hydraulic |  | Yes | No | Yes | Yes | No | LOI 1 | Added 27/04/2023 Following Sub Con Input | General elements, Only in Model | Point | No | Varies
PIT | ACTIVE | Pit |  | Hydraulic |  | Yes | No | Yes | Yes | No | LOI 1 | Added 27/04/2023 Following Sub Con Input | General elements, Only in Model | Point | No | Varies
RFV | ACTIVE | Reflux Valve |  | Hydraulic |  | Yes | No | Yes | Yes | No | LOI 3 | Added 27/04/2023 Following Sub Con Input | General elements, Only in Model | Point | No | Varies
RWO | ACTIVE | Rainwater Outlet |  | Hydraulic |  | Yes | No | Yes | Yes | No | LOI 1 | Added 27/04/2023 Following Sub Con Input | General elements, Only in Model | Point | No | Varies
VB | ACTIVE | Valve Box |  | Hydraulic |  | Yes | No | Yes | Yes | No | LOI 1 | Added 27/04/2023 Following Sub Con Input | General elements, Only in Model | Point | No | Varies
TBC | TBC | Lift control panel |  | Electrical | Electrical | No | No | No | TBC | TBC |  | Added 27/04/2023 Following Sub Con Input |  | Point | TBC
TBC | TBC | Cable termination cubicle |  | Electrical | Electrical | No | No | No | TBC | TBC |  | Added 27/04/2023 Following Sub Con Input |  | Point | TBC
TBC | TBC | Lighting touch screen |  | Electrical | Electrical | No | No | No | TBC | TBC |  | Added 27/04/2023 Following Sub Con Input |  | Point | TBC
TBC | TBC | Escalator control panel |  | Electrical | Electrical | No | No | No | TBC | TBC |  | Added 27/04/2023 Following Sub Con Input |  | Point | TBC
SHF | ACTIVE | Sprinkler Head on Flex | Fire | Fire |  | Yes | No | Yes | Yes | No | LOI 3 | Added 27/04/2023 Following Sub Con Input |  | Point | Yes | FSP |  | Parent |  | 1.1.8.2.2 | Fire Protection | RTO | RTO | Pr_70_55_33 | Gas and foam nozzles and sprinklers
GAP | ACTIVE | General Access Panel |  | Varies |  | Yes | No | Yes | Yes | No | LOI 1 | Added 25/05/2023 Following Sub Con Input | General elements, Only in Model | Point | No | Varies
EIF | ACTIVE | Electrical Isolation Flange |  | Fire |  | No | No | No | Yes | No | LOI 1 | Added 21/06/2023 Following Sub Con Input |  | Point | No | FHT
VES | ACTIVE | Vesda sampling point |  | Fire |  | Yes | No | Yes | Yes | No | LOI 1 | Added 21/06/2023 Following Sub Con Input |  | Point | No | GSU |  | Parent |  | 1.1.8.2.2 | Fire Protection | RTO | RTO | Pr_70_55_33 | Gas and foam nozzles and sprinklers
Note on D2: Karlo Siljeg-CYP: tagged means that it has a valid CYP AssetID(Asset Tag) allocated to it in the format <site>-<assetype>-<asset number> or <site code>-<asset type>-<asset number>-<aux asset type>-<aux asset number>

## Civil Data Requirements TBC
Asset Type (MM_Type) | Type Description | Discipline (MM_Discipline) | Scheduled Asset | Asset Tag in Model (LOI 1 and 2) | Type Code In Model (LOI 1) | Physical Tag (lablel on equipment) | Type Code Status | Review Comments | Comments | AssetGeoProperty | Master Asset List | System (MM_System) | Parent/Child | Ellipse Equipment Class | SBS Number | SBS Name | Asset Maintainer | Asset Operator | Uniclass Section | Uniclass SectionDescription | Uniclass Object Code | Uniclass Object Description

## Linear Data Requirements TBC
Asset Type (MM_Type) | Type Description | Discipline | Asset tagged in IMEP Model (Jamie Casas - 2021) | Scheduled Asset | Scheduled in AMR | Active in Model | Asset Tag in Model (LOI 1 and 2) | Type Code In Model (LOI 1) | LOI Category | Physical Tag (lablel on equipment) | Type Code Status | Review Comments | DE Comments | AssetGeoProperty | Master Asset List | System | Parent/Child | Ellipse Equipment Class | SBS Number | SBS Name | Asset Maintainer | Asset Operator | Uniclass Section | Uniclass SectionDescription | Uniclass Object Code | Uniclass Object Description
TWS | Tunnel Walkway System | Tunnel facilities | N/A | No |  |  | No | Yes |  | No | ACTIVE | Reviewed by KS on 28/06/2022 |  | Point | Yes | Tunnel Walkway | Parent |  | 1.1.1.1.1 | Walkway | MCo | RTO | Ss_35_10_30 | Fixed utilitarian access systems | Ss_35_10_30_95 | Working platform and walkway systems
TBC | ROCB Section Run | Electrical Traction |  | Yes |  |  | No | No |  |  | ACTIVE | Not in Model, From Armans EACR List |  | Linear |  | OHLE
TBC | Mid Point Anchor | Electrical Traction |  | Yes |  |  | No | No |  |  | ACTIVE | Not in Model, From Armans EACR List |  | Point |  | OHLE
TBC | Earth Clamp Location | Electrical Traction |  | Yes |  |  | No | No |  |  | ACTIVE | Not in Model, From Armans EACR List |  | Point |  | OHLE
TBC | Transition Bar | Electrical Traction |  | Yes |  |  | No | No |  |  | ACTIVE | Not in Model, From Armans EACR List |  | Point |  | OHLE
TBC | Surface Contact Wire Termination | Electrical Traction |  | Yes |  |  | No | No |  |  | ACTIVE | Not in Model, From Armans EACR List |  | Point |  | OHLE
TBC | Drop vertical | Electrical Traction |  | Yes |  |  | No | yes |  |  | ACTIVE | Yes in Model, From Armans EACR List | Sigma OHLE model | Point |  | OHLE
TBC | Rigid overhead Conductor Beam Support Envelope | Electrical Traction |  | No |  |  | No | yes |  |  | ACTIVE |  | Sigma OHLE model | Point |  | OHLE
TBC | Stagger Envelope | Electrical Traction |  | No |  |  | No | yes |  |  | ACTIVE |  | Sigma OHLE model | Linear |  | OHLE
TBC | Stagger exclusion zone Envelope | Electrical Traction |  | No |  |  | No | yes |  |  | ACTIVE |  | Sigma OHLE model | Linear |  | OHLE
TBC | Rigid overhead conductor beam main support bracket | Electrical Traction |  | No |  |  | No | yes |  |  | ACTIVE |  | Sigma OHLE model | Point |  | OHLE
TBC | Rigid overhead conductor beam main fixed bracket | Electrical Traction |  | No |  |  | No | yes |  |  | ACTIVE |  | Sigma OHLE model | Point |  | OHLE
TBC | Rigid overhead conductor beam support | Electrical Traction |  | No |  |  | No | yes |  |  | ACTIVE |  | Sigma OHLE model | Point |  | OHLE
TBC | OHLE Earth connector | Electrical Traction |  | No |  |  | No | yes |  |  | ACTIVE |  | Sigma OHLE model | Point |  | OHLE
TBC | OHLE ROCB Bracket, Hanger Bracket and rigid bar | Electrical Traction |  | No |  |  | No | yes |  |  | ACTIVE |  | Sigma OHLE model | Point |  | OHLE
Follow the rest from Excel Document
ACTIVE
TBC | Trackfrom Slab | Track |  | No |  |  | No | yes |  |  | ACTIVE |  | Sigma Trackform model | Linear |  | Trackform
TBC | Maintenance Opening | Track |  | No |  |  | No | yes |  |  | ACTIVE |  | Sigma Trackform model | Point |  | Trackform
Follow the rest from Excel Document
TBC | Walkway Welded Strcture | Tunnel facilities |  | No |  |  | No | yes |  |  | ACTIVE |  | Sigma Walkway model | Point |  | Tunnel Walkway
TBC | Walkway Diagonal Bracket | Tunnel facilities |  | No |  |  | No | yes |  |  | ACTIVE |  | Sigma Walkway model | Point |  | Tunnel Walkway
Follow the rest from Excel Document
Add A LINE FOR EACH ITEM IN THE MODEL AND GIVE A TYPE CODE
Insulator
Rotating Piece - Etc
CPD | Cross Passage Doors | Tunnel facilities | Yes | Yes |  |  | Yes | Yes |  | ACTIVE | Reviewed by KS on 28/06/2022 |  | Point | Yes | Unassigned | Parent |  | 1.1.1.1.3.1 | Cross Passages | MCo | RTO | Pr_30_59_24 | Doorsets
CSI | Signage | Civil | Yes | Yes |  |  | Yes | No |  | ACTIVE | Reviewed by KS on 28/06/2022 |  | Point | Yes | Unassigned | Parent |  | 1.4.6.2 | Signage | RTO | RTO | Pr_40_10_77 | Signs and markers | N/A | N/A
FBL | Floating Track Slab Lateral Bollard | Track | N/A | Yes |  |  | Yes | Yes |  | Yes | ACTIVE | Reviewed by KS on 28/06/2022 |  | Point | Yes | To be removed from MEP | Child |  | 1.1.2 | Track | RTO | RTO |  | Need to allocate
GAT | Gates | Civil | Yes | Yes |  |  | Yes | No |  | ACTIVE | Reviewed by KS on 28/06/2022 |  | Point | Yes | Unassigned | Parent |  | 1.4.6 | Public Realm | RTO | RTO |  | Need to allocate
RAL | Rail | Track | N/A | Yes |  |  | No | Yes |  | No | ACTIVE | Reviewed by KS on 28/06/2022 |  |  | Yes | To be removed from MEP | Parent |  | 1.1.2 | Track | RTO | RTO |  | Need to allocate

## MEP Systems
Source - IMEP DE - Appendix-B-Trade Systems Colour Assignment
Orginator | Discipline (MM_Discipline) | System Description (MM_System) | System Abbreviation | System Name | Trade Name | Provider | RGB Number | Colour | Tag
MEP | Electrical | Communication A | COMMS A | Communication A | Communication Tray/Ladder/Conduit/Trunking A | CYP | 153119187 |  | (QTY) (SIZE) (TYPE) (COMMENT) eg. 2NOS. Ø50 COMMS (FOR CHP)
MEP | Electrical | Communication B | COMMS B | Communication B | Communication Tray/Ladder/Conduit/Trunking B | CYP | 236144144
MEP | Electrical | Combined LV Fire Rated | COMB LV FR | Combined LV Fire Rated | Combined LV Fire Rated Tray/Comms Ladder/Conduit/Trunking |  | 198,89,17
MEP | Electrical | Combined Comms/BMS Cables | COMB COMMS | Combined Comms/BMS Cables | Combined Comms/BMS Cables |  | 255,153,0
MEP | Electrical | Myki LV | MYKI LV | Myki LV | Myki LV Tray/Ladder/Conduit/Trunking | CYP | 128,128,64
MEP | Electrical | Myki Comms | MYKI COMMS | Myki Comms | Myki Comms Tray/Ladder/Conduit/Trunking | CYP | 255,255,0
MEP | Electrical | VicTrack | VICTRACK | VicTrack | VicTrack | CYP | 128,0,64
MEP | Electrical | Signaling | SIGNALLING | Signaling | Signaling Tray/Conduit | CYP | 155194230
MEP | Electrical | Essential A | ESS A | Essential A | Essential A Tray/Ladder/ Conduits | CYP | 255,205,60
MEP | Electrical | Essential B | ESS B | Essential B | Essential B Tray/Ladder/ Conduits | CYP | 255,90,135
MEP | Electrical | Non-Essential LV A | NON-ESS LV A | Non-Essential LV A | Non-Essential LV Tray/Ladder/Conduits/Trunking A | CYP | 84,130,53
MEP | Electrical | Non-Essential LV B | NON-ESS LV B | Non-Essential LV B | Non-Essential LV Tray/Ladder/Conduits/Trunking B |  | 47117181
MEP | Electrical | Critical A | CRITICAL A | Critical A | Critical A Tray/Ladder/ Conduits | CYP | 106255106
MEP | Electrical | Critical B | CRITICAL B | Critical B | Critical B Tray/Ladder/ Conduits | CYP | 0,255,255
MEP | Electrical | LV Supply A | LV A | LV Supply A | LV Supply A Tray/Ladder/ Conduits/ Bus Ducts | CYP | 128128255
MEP | Electrical | LV Supply B | LV B | LV Supply B | LV Supply B Tray/Ladder/ Conduits/Bus Ducts | CYP | 255,0,255
MEP | Electrical | Power HV | POWER HV | Power HV | Power HV Conduit/Tray |  | 121141167
MEP | Electrical | Power LV | POWER LV | Power LV | Power LV Conduit/Tray |  | 0,176,240
MEP | Electrical | HV Distribution SUPPLY A | HV DIST A | HV Distribution SUPPLY A | HV Distribution SUPPLY A |  | 123204215
MEP | Electrical | HV Distribution SUPPLY B | HV DIST B | HV Distribution SUPPLY B | HV Distribution SUPPLY B |  | 255153204
MEP | Electrical | HV Traction Supply A | TRAC A | HV Traction Supply A | HV Traction Supply A |  | 135,59,137
MEP | Electrical | HV Traction Supply B | TRAC B | HV Traction Supply B | HV Traction Supply B |  | 165,52,216
MEP | Electrical | DC A TRAY | DC A | DC A TRAY | DC A TRAY |  | 48,84,150
MEP | Electrical | DC B TRAY | DC B | DC B TRAY | DC B TRAY |  | 233232174
MEP | Electrical | HV Emergency | HV EM | HV Emergency | HV Emergency |  | 200000000
MEP | Electrical | Security System | SEC | Security System | Security System
MEP | Electrical | Lighting System | LSYS | Lighting System | Lighting System
MEP | Electrical | Control System | CONT | Control System | Control System
MEP | Mechanical | Vertical Transport | VT | Vertical Transport | Vertical Transport
MEP | Mechanical | Exhaust Air | EXA | MD_Exhaust Air | General Exhaust Air |  | 255,135,90
MEP | Mechanical | Outside Air | OSA | MD_Outside Air | Outside Air |  | 195225255
MEP | Mechanical | Return Air | RTA | MD_Return Air | Return Air |  | 255165165
MEP | Mechanical | Supply Air | SPA | MD_Supply Air | Supply Air |  | 80165255
MEP | Mechanical | Smoke Exhaust | SME | MD_Smoke Exhaust | Smoke Exhaust |  | 150175205
MEP | Mechanical | Toilet Exhaust | TOE | MD_Toilet Exhaust | Toilet Exhaust |  | 255,205,60
MEP | Mechanical | Stair Pressurisation | STP | MD_Stair Pressurisation | Stair Pressurisation |  | 255255128
MEP | Mechanical | Sewer Exhaust | SWE | MD_Sewer Exhaust | Sewer Exhaust Air |  | 223212255
MEP | Mechanical | Tunnel Ventilation System | TVS | MD_Tunnel Ventilation System | Tunnel Ventilation System |  | 255,90,135
MEP | Mechanical | Battery & UPS Exhaust Air | BUX | MD_Battery & UPS Exhaust Air | Battery & UPS Exhaust Air |  | 255200215
MEP | Mechanical | Kitchen Exhaust | KEX | MD_Kitchen Exhaust | Kitchen Exhaust |  | 0,179,179
MEP | Mechanical | Over Track Exhaust Air | OTE | MD_Over Track Exhaust Air | Over Track Exhaust Air |  | 242,67,0
MEP | Mechanical | Relief Air | REA | MD_Relief Air | Relief Air |  | 106255106
MEP | Mechanical | Concourse Exhaust | OCE | MD_Concourse Exhaust | Over Concourse Exhaust |  | 165,52,216
MEP | Mechanical | Refuse Exhaust | REF | MD_Refuse Exhaust | Refuse Exhaust |  | 255,0,255
MEP | Mechanical | Transfer Air | TFA | MD_Transfer Air | Transfer Air
MEP | Mechanical | Cylinder Room Exhaust Air | CEX | MD_Cylinder Room Exhaust Air | Cylinder Room Exhaust Air
MEP | Mechanical | Condensate | CON | MP_Condensate | Condensate Drain |  | 165,124,82
MEP | Mechanical | Refrigerant | REF | MP_Refrigerant | Refrigerant |  | 0,165,124
MEP | Mechanical | Heating Hot Water Flow | HHF | MP_Heating Hot Water Flow | Heating Hot Water Flow |  | 255127127
MEP | Mechanical | Heating Hot Water Return | HHR | MP_Heating Hot Water Return | Heating Hot Water Return |  | 255127127
MEP | Mechanical | Chilled Water Flow | CHF | MP_Chilled Water Flow | Chilled Water Flow |  | 127181255
MEP | Mechanical | Chilled Water Return | CHR | MP_Chilled Water Return | Chilled Water Return |  | 127181255
MEP | Mechanical | Condenser Water Flow | CWF | MP_Condenser Water Flow | Condenser Water Flow |  | 0,0,204
MEP | Mechanical | Condenser Water Return | CWR | MP_Condenser Water Return | Condenser Water Return |  | 0,0,204
MEP | Mechanical | Natural Gas | NAG | MP_Natural Gas | Natural Gas
MEP | Hydraulics | Existing Cold Water | EX-DCW |  | Existing Cold Water |  | Halftone
MEP | Hydraulics | Existing Gas | EX-NAG |  | Existing Gas |  | Halftone
MEP | Hydraulics | Existing Sewer | EX-STP |  | Existing Sewer |  | Halftone
MEP | Hydraulics | Existing Stormwater Drain | EX-STW |  | Existing Stormwater Drain |  | Halftone
MEP | Hydraulics | Chamber Vent Pipe | CVP | HD_Chamber Vent Pipe | Sewer Chamber Vent |  | 128128255 | Diagonal Hatching
MEP | Hydraulics | Down Pipe | DWP | HD_Down Pipe | Downpipe |  | 0,128,0 |  | Not added to legend sheet but added to the Piping System
MEP | Hydraulics | Ground Water Rising Main | GRM | HD_Ground Water Rising Main | Ground Water Rising Main |  | 150,111,0
MEP | Hydraulics | Overflow | OVF | HD_Overflow | Overflow |  | 0,128,128 | Diagonal Hatching
MEP | Hydraulics | Rain Water | RNW | HD_Rain Water | Rainwater |  | 255,87,171
MEP | Hydraulics | Sanitary | STP | HD_Sanitary | Sanitary |  | 255,0,255
MEP | Hydraulics | Sewer Rising Main | SRM | HD_Sewer Rising Main | Sewer Rising Main |  | 226155116
MEP | Hydraulics | Sewer Vent Pipe | SVP | HD_Sewer Vent Pipe | Sewer Vent |  | 255,0,255 | Diagonal Hatching
MEP | Hydraulics | Siphonic Overflow | SOP | HD_Siphonic Overflow | Syphonic Overflow |  | 0,221,221 | Diagonal Hatching
MEP | Hydraulics | Station Drainage | SDR | HD_Station Drainage | Station Drainage |  | 151,75,82
MEP | Hydraulics | Station Drainage Rising Main | SDM | HD_Station Drainage Rising Main | Station Drainage Rising Main |  | 112,48,160
MEP | Hydraulics | Station Vent | STV | HD_Station Vent | Station Vent |  | 151,75,82 | Diagonal Hatching
MEP | Hydraulics | Storm Water | STW | HD_Storm Water | Stormwater Drainage |  | 0,128,0
MEP | Hydraulics | Storm Water Rising Main | SWM | HD_Storm Water Rising Main | Stormwater Rising Main |  | 0,0,255
MEP | Hydraulics | Syphonic Drain | SDP | HD_Syphonic Drain | Syphonic Drainage |  | 0,221,221
MEP | Hydraulics | Tradewaste | TDW | HD_Tradewaste | Tradewaste |  | 157,157,0
MEP | Hydraulics | Tradewaste Chamber Vent | TCV | HD_Tradewaste Chamber Vent | Tradewaste Chamber Vent |  | 192174224 | Diagonal Hatching
MEP | Hydraulics | Tradewaste Rising Main | TRM | HD_Tradewaste Rising Main | Tradewaste Rising Main |  | 148.148,148
MEP | Hydraulics | Tradewaste Vent | TWV | HD_Tradewaste Vent | Tradewaste Vent |  | 157,157,0 | Diagonal Hatching
MEP | Hydraulics | Tunnel Drainage | TDR | HD_Tunnel Drainage | Tunnel Drainage |  | 100,74,64
MEP | Hydraulics | Tunnel Drainage Rising Main | TDM | HD_Tunnel Drainage Rising Main | Tunnel Drainage Rising Main |  | 0,255,204
MEP | Hydraulics | Water Treatment Rising Main | WRM | HD_Water Treatment Rising Main | Water Treatment Rising Main |  | 255204255
MEP | Hydraulics | Domestic Cold Water | DCW | HR_Domestic Cold Water | Domestic Cold Water |  | 0,128,255
MEP | Hydraulics | Domestic Hot Water | DHW | HR_Domestic Hot Water | Domestic Hot Water |  | 255,0,0
MEP | Hydraulics | Domestic Hot Water Flow | DHF | HR_Domestic Hot Water Flow | Domestic Hot Water Flow |  | 255,0,0
MEP | Hydraulics | Domestic Hot Water Return | DHR | HR_Domestic Hot Water Return | Domestic Hot Water Return |  | 252,97,3
MEP | Hydraulics | Domestic Tempered Water | DTW | HR_Domestic Tempered Water | Domestic Tempered Water |  | 249,200,6
MEP | Hydraulics | Fire Test Water | FTW | HR_Fire Test Water | Fire Test Water |  | 204,0,0
MEP | Hydraulics | Natural Gas | NAG | HR_Natural Gas | Natural Gas |  | 0,255,128
MEP | Hydraulics | Priming Pipe | PRP | HR_Priming Pipe | Priming Pipe |  | 128147172
MEP | Hydraulics | Treated Recycled Water | TRW | HR_Treated Recycled Water | Treated Recycled Water |  | 128,0,255
MEP | Fire | Fire Drain | FDR | FP_Fire Drain | Fire Drain Pipework |  | 192,0,0
MEP | Fire | Fire Sprinkler | FSP | FP_Fire Sprinkler | Fire Sprinkler |  | 0,128,255
MEP | Fire | Fire Hydrant Tunnel | FHT | FP_Fire Hydrant Tunnel | Fire Hydrant Tunnel Pipework |  | 255,128,0
MEP | Fire | Fire Hydrant Station | FHS | FP_Fire Hydrant Station | Fire Hydrant Station Pipework |  | 0,255,255
MEP | Fire | Towns Main Pipework | TMP | FP_Towns Main Pipework | Towns Main Pipework |  | 165,145,82
MEP | Fire | Gas Suppression | GSU | FP_Gas Suppression | Gas Supression Pipework |  | 128,0,255
MEP | Fire | Fire System | FSYS | FP_Fire System | Fire System
MEP | Fire | Fire Hydrant Test Drain | FHD | FP_Fire Hydrant Test Drain | Fire Hydrant Test Drain |  | 146,208,80
MEP | Fire | Fire Sprinkler Test Drain | FSD | FP_Fire Sprinkler Test Drain | Fire Sprinkler Test Drain |  | 47117181
MEP | Fire | MASDS | MASDS | FD_MASDS | MASDS Piping |  | 255,192,0
MEP | Electrical | Earthing
MEP | Electrical | Electrical Traction Power
MEP | Electrical | Instrumentation & Control
MEP | Fire | Instrumentation & Control
MEP | Hydraulics | Instrumentation & Control
MEP | Mechanical | Instrumentation & Control
MEP | Electrical Traction Power | Instrumentation & Control

## ARC & AUD Systems
Orginator | Discipline (MM_Discipline) | System Description (MM_System) | System Abbreviation
HWW | Architectural Urban Design | EDG - LANDSCAPE EDGES AND JOINTS | EDG
HWW | Architectural Urban Design | EMW - EXTERNAL METALWORK | EMW
HWW | Architectural Urban Design | FRN - EXTERNAL FURNITURE | FRN
HWW | Architectural Urban Design | LAN - SOFT LANDSCAPING | LAN
HWW | Architectural Urban Design | MIS - MISCELLANEOUS | MIS
HWW | Architectural Urban Design | PAV - EXTERNAL PAVING | PAV
HWW | Architectural Urban Design | STT - EXTERNAL STAIRS AND TERRACES | STT
HWW | Architectural Urban Design | WAL - EXTERNAL WALLS | WAL
HWW | Architectural Design | ACH - ACCESS HATCH - FLOOR / ROOF / CEILING SYSTEMS | ACH
HWW | Architectural Design | ADV - ADVERTISING | ADV
HWW | Architectural Design | AMW - ARCHITECTURAL METALWORK | AMW
HWW | Architectural Design | ASE - ACCESS AND SAFETY EQUIPMENT SYSTEMS | ASE
HWW | Architectural Design | BAL - BALUSTRADES/ HANDRAILS | BAL
HWW | Architectural Design | BLK - BLOCKWORK | BLK
HWW | Architectural Design | BRK - BRICKWORK | BRK
HWW | Architectural Design | BVC - BIRD & VERMIN CONTROL | BVC
HWW | Architectural Design | CAN - CANOPIES / FRAMED STRUCTURES | CAN
HWW | Architectural Design | CLG - SUSPENDED CEILING SYSTEMS | CLG
HWW | Architectural Design | CRT - CONCRETE FINISHES | CRT
HWW | Architectural Design | DST - DOORSETS | DST
HWW | Architectural Design | EWS - EXTERNAL WALL SYSTEMS | EWS
HWW | Architectural Design | FCE - FARE COLLECTION EQUIPMENT | FCE
HWW | Architectural Design | FFE - FIXTURES / FITTINGS / EQUIPMENT | FFE
HWW | Architectural Design | FLA - FLASHINGS & COPINGS | FLA
HWW | Architectural Design | FLG - FLOOR FINISHES LININGS | FLG
HWW | Architectural Design | FLP - FLOOD PROTECTION SYSTEMS | FLP
HWW | Architectural Design | FPS - FIRE PROTECTION SYSTEMS | FPS
HWW | Architectural Design | GRL - GRILLE - WALL | GRL
HWW | Architectural Design | INL - INTERNAL LININGS | INL
HWW | Architectural Design | INS - INSULATION | INS
HWW | Architectural Design | IWS - INTERNAL WALL SYSTEMS | IWS
HWW | Architectural Design | MCJ - MOVEMENT / CONTROL JOINTS - FLOOR | MCJ
HWW | Architectural Design | MEP - MEP | MEP
HWW | Architectural Design | PNT - PAINT / CLEAR FINISHES | PNT
HWW | Architectural Design | PSD - PLATFORM SCREEN DOORS | PSD
HWW | Architectural Design | RFL - ROOFLIGHTS | RFL
HWW | Architectural Design | RFS - ROOF SYSTEMS | RFS
HWW | Architectural Design | SAN - SANITARY EQUIPMENT | SAN
HWW | Architectural Design | SCR - SCREEDS | SCR
HWW | Architectural Design | SGN - SIGNAGE | SGN
HWW | Architectural Design | SKT - SKIRTING | SKT
HWW | Architectural Design | STA - STAIRS | STA
HWW | Architectural Design | STR - STRUCTURE | STR
HWW | Architectural Design | TRM - TRIMS / ARCHITRAVES | TRM
HWW | Architectural Design | WIN - WINDOWS / GLAZING SYSTEMS | WIN
HWW | Architectural Design | WPS - WATERPROOFING SYSTEMS | WPS
RSH | Architectural Design | AMW - ARCHITECTURAL METALWORK | AMW
RSH | Architectural Design | ASE - ACCESS AND SAFETY EQUIPMENT SYSTEMS | ASE
RSH | Architectural Design | BVC - BIRD & VERMIN CONTROL | BVC
RSH | Architectural Design | CLG - SUSPENDED CEILING SYSTEMS | CLG
RSH | Architectural Design | EWS - EXTERNAL WALL SYSTEMS | EWS
RSH | Architectural Design | FFE - FIXTURES / FITTINGS / EQUIPMENT | FFE
RSH | Architectural Design | FLA - FLASHINGS & COPINGS | FLA
RSH | Architectural Design | GRL - GRILLE - WALL | GRL
RSH | Architectural Design | INL - INTERNAL LININGS | INL
RSH | Architectural Design | MEP - MEP | MEP
RSH | Architectural Design | PNT - PAINT / CLEAR FINISHES | PNT
RSH | Architectural Design | RFL - ROOFLIGHTS | RFL
RSH | Architectural Design | RFS - ROOF SYSTEMS | RFS
RSH | Architectural Design | STR - STRUCTURE | STR
RSH | Architectural Design | TRM - TRIMS / ARCHITRAVES | TRM

## Non-MEP Codes
Asset Type (MM_Type) | Type Description | Discipline (MM_Discipline) | Scheduled Asset | Asset Tag in Model (LOI 1 and 2) | Type Code In Model (LOI 1) | Physical Tag (lablel on equipment) | Type Code Status | Review Comments | Comments | AssetGeoProperty | Master Asset List | System (MM_System) | Parent/Child | Ellipse Equipment Class | SBS Number | SBS Name | Asset Maintainer | Asset Operator | Uniclass Section | Uniclass SectionDescription | Uniclass Object Code | Uniclass Object Description | Column1 | Column2
BAF | Architectural Finishes (includes doors, windows, partition/non-structural walls, floor coverings and suspended ceilings) | Station Facilities | No | No | Yes | No | ACTIVE | Reviewed by KS on 28/06/2022 |  |  | Yes | Unassigned | Parent |  | 1.4.1.1 | Station | RTO | RTO |  | Need to allocate
BIK | Bike Facilities | Station Facilities | Yes | Yes | Yes | Yes | ACTIVE | Reviewed by KS on 28/06/2022 |  | Point | Yes | Unassigned | Parent |  | 1.4.1.1 | Station | RTO | RTO |  | Need to allocate
BSR | Building Structure (walls, columns, beams, floors, roofs and access facilities) | Structures | No | No | Yes | No | ACTIVE | Reviewed by KS on 28/06/2022 |  |  | Yes | Unassigned | Parent |  | 1.4.1 | Civil Infrastructure | RTO | RTO |  | Need to allocate
BWK | Blockwork Wall | Structures | No | No | Yes | No | ACTIVE | Reviewed by KS on 28/06/2022 |  |  | Yes | Unassigned | Parent |  | 1.4.1 | Civil Infrastructure | RTO | RTO |  | Need to allocate
CPD | Cross Passage Doors | Tunnel facilities | Yes | Yes | Yes | Yes | ACTIVE | Reviewed by KS on 28/06/2022 |  | Point | Yes | Unassigned | Parent |  | 1.1.1.1.3.1 | Cross Passages | MCo | RTO | Pr_30_59_24 | Doorsets
CPK | Car Parking | Station Facilities | Yes | No | Yes | No | ACTIVE | Reviewed by KS on 28/06/2022 |  |  | Yes | Unassigned | Parent |  | 1.4.1.1 | Station | RTO | RTO |  | Need to allocate
CRS | Civil Retaining Systems | Civil | No | No | Yes | No | ACTIVE | Reviewed by KS on 28/06/2022 |  |  | Yes | Unassigned | Parent |  | 1.4.1.2 | Embankments/Retaining Walls | RTO | RTO |  | Need to allocate
CSI | Signage | Civil | Yes | Yes | Yes | No | ACTIVE | Reviewed by KS on 28/06/2022 |  | Point | Yes | Unassigned | Parent |  | 1.4.6.2 | Signage | RTO | RTO | Pr_40_10_77 | Signs and markers | N/A | N/A
CTN | Tunnel Function | Tunnel facilities | No | No | Yes | No | ACTIVE | Reviewed by KS on 28/06/2022 |  |  | Yes | Unassigned | Parent |  | 1.1.1.1.3.3 | Tunnel | MCo | RTO |  | Need to allocate
CUL | Culverts | Civil | Yes | No | Yes | No | ACTIVE | Reviewed by KS on 28/06/2022 |  |  | Yes | Unassigned | Parent |  | 1.4.1.2 | Embankments/Retaining Walls | RTO | RTO |  | Need to allocate
CWR | Continuous Welded Rail | Track | N/A | No | No | Yes | No | ACTIVE | Reviewed by KS on 28/06/2022 |  |  | Yes | To be removed from MEP | Parent |  | 1.1.2 | Track | RTO | RTO |  | Need to allocate
CWT | Continuous Welded Rail Transition | Track | N/A | No | No | Yes | No | ACTIVE | Reviewed by KS on 28/06/2022 |  |  | Yes | To be removed from MEP | Parent |  | 1.1.2 | Track | RTO | RTO |  | Need to allocate
DOR | Doors | Station Facilities | Yes | Yes | Yes | Yes | ACTIVE | Reviewed by KS on 28/06/2022 |  | Point | Yes | Unassigned | Parent |  | 1.4.1.1 | Station | RTO | RTO | Pr_30_59_24 | Doorsets
EMB | Cuttings Embankments | Civil | No | No | Yes | No | ACTIVE | Reviewed by KS on 28/06/2022 |  |  | Yes | Unassigned | Parent |  | 1.4.1.2 | Embankments/Retaining Walls | RTO | RTO |  | Need to allocate
FBL | Floating Track Slab Lateral Bollard | Track | N/A | Yes | Yes | Yes | Yes | ACTIVE | Reviewed by KS on 28/06/2022 |  | Point | Yes | To be removed from MEP | Child |  | 1.1.2 | Track | RTO | RTO |  | Need to allocate
FBO | Floating Track Slab Longitudinal Bollard | Track | N/A | No | No | Yes | No | ACTIVE | Reviewed by KS on 28/06/2022 |  |  | Yes | To be removed from MEP | Child |  | 1.1.2 | Track | RTO | RTO |  | Need to allocate
FEN | Fence | Civil | Yes | No | Yes | No | ACTIVE | Reviewed by KS on 28/06/2022 |  |  | Yes | Unassigned | Parent |  | 1.4.6 | Public Realm | RTO | RTO |  | Need to allocate
FSS | Floating Track Slab Segment | Track | N/A | No | No | Yes | No | ACTIVE | Reviewed by KS on 28/06/2022 |  |  | Yes | To be removed from MEP | Parent |  | 1.1.2 | Track | RTO | RTO |  | Need to allocate
FST | Floating Track Slab | Rail | Yes | No | Yes | No | ACTIVE | Reviewed by KS on 28/06/2022 |  |  | Yes | Unassigned | Parent |  | 1.1.2 | Track | RTO | RTO |  | Need to allocate
FVB | Floating Track Slab Vertical Bearing | Track | N/A | No | No | Yes | No | ACTIVE | Reviewed by KS on 28/06/2022 |  |  | Yes | To be removed from MEP | Child |  | 1.1.2 | Track | RTO | RTO |  | Need to allocate
FVV | Reserved 336V series fastening | Track | N/A | No | No | Yes | No | ACTIVE | Reviewed by KS on 28/06/2022 |  |  | Yes | To be removed from MEP | Child |  | 1.1.2 | Track | RTO | RTO |  | Need to allocate
GAT | Gates | Civil | Yes | Yes | Yes | No | ACTIVE | Reviewed by KS on 28/06/2022 |  | Point | Yes | Unassigned | Parent |  | 1.4.6 | Public Realm | RTO | RTO |  | Need to allocate
IRJ | Insulated Rail Joint | Track | N/A | No | No | Yes | No | ACTIVE | Reviewed by KS on 28/06/2022 |  |  | Yes | To be removed from MEP | Child |  | 1.1.2 | Track | RTO | RTO |  | Need to allocate
PFM | Platform | Track | N/A | No | No | Yes | No | ACTIVE | Reviewed by KS on 28/06/2022 |  |  | Yes | To be removed from MEP | Parent |  | 1.1.2 | Track | RTO | RTO |  | Need to allocate
PST | Primary Steelwork | Structures | No | No | Yes | No | ACTIVE | Reviewed by KS on 28/06/2022 |  |  | Yes | Unassigned | Parent |  | 1.4.1 | Civil Infrastructure | RTO | RTO |  | Need to allocate
RAL | Rail | Track | N/A | Yes | No | Yes | No | ACTIVE | Reviewed by KS on 28/06/2022 |  |  | Yes | To be removed from MEP | Parent |  | 1.1.2 | Track | RTO | RTO |  | Need to allocate
RNE | RNERV Enclosure | Track | N/A | No | No | Yes | No | ACTIVE | Reviewed by KS on 28/06/2022 |  |  | Yes | To be removed from MEP | Parent |  | 1.1.2 | Track | RTO | RTO |  | Need to allocate
ROM | Building Rooms | Station Facilities | Yes | No | Yes | No | ACTIVE | Reviewed by KS on 28/06/2022 |  |  | Yes | Unassigned | Parent |  | 1.4.1.1 | Station | RTO | RTO |  | Need to allocate
RTR | Rail Track | Track | N/A | No | No | Yes | No | ACTIVE | Reviewed by KS on 28/06/2022 |  |  | Yes | To be removed from MEP | Parent |  | 1.1.2 | Track | RTO | RTO |  | Need to allocate
SEC | Section | Track | N/A | No | No | Yes | No | ACTIVE | Reviewed by KS on 28/06/2022 |  |  | Yes | To be removed from MEP | Parent |  | 1.1.2 | Track | RTO | RTO |  | Need to allocate
SNC | Track switches and Crossings | Track | N/A | No | No | Yes | No | ACTIVE | Reviewed by KS on 28/06/2022 |  |  | Yes | To be removed from MEP | Parent |  | 1.1.2 | Track | RTO | RTO |  | Need to allocate
SPA | Slab Track Panels | Track Structures | N/A | No | No | Yes | No | ACTIVE | Reviewed by KS on 28/06/2022 |  |  | Yes | To be removed from MEP | Parent |  | 1.1.2 | Track | RTO | RTO |  | Need to allocate
SRC | Reinforced Concrete | Structures | No | No | Yes | No | ACTIVE | Reviewed by KS on 28/06/2022 |  |  | Yes | Unassigned | Parent |  | 1.4.1 | Civil Infrastructure | RTO | RTO |  | Need to allocate
SST | Secondary Steelwork | Structures | No | No | Yes | No | ACTIVE | Reviewed by KS on 28/06/2022 |  |  | Yes | Unassigned | Parent |  | 1.4.1 | Civil Infrastructure | RTO | RTO |  | Need to allocate
STT | Structural Timber | Structures | No | No | Yes | No | ACTIVE | Reviewed by KS on 28/06/2022 |  |  | Yes | Unassigned | Parent |  | 1.4.1 | Civil Infrastructure | RTO | RTO |  | Need to allocate
TNC | Tunnel Lining Cavern or Cross Passage | Structures | No | No | Yes | No | ACTIVE | Reviewed by KS on 28/06/2022 |  |  | Yes | Unassigned | Parent |  | 1.1.1.1.3.3 | Tunnel | MCo | RTO |  | Need to allocate
TNP | Tunnel Lining Precast | Structures | No | No | Yes | No | ACTIVE | Reviewed by KS on 28/06/2022 |  |  | Yes | Unassigned | Parent |  | 1.1.1.1.3.3 | Tunnel | MCo | RTO |  | Need to allocate
TRK | Ballasted Track Slab | Track | N/A | No | No | Yes | No | ACTIVE | Reviewed by KS on 28/06/2022 |  |  | Yes | To be removed from MEP | Parent |  | 1.1.2 | Track | RTO | RTO |  | Need to allocate
TRS | Track Slab | Track | N/A | No | No | Yes | No | ACTIVE | Reviewed by KS on 28/06/2022 |  |  | Yes | To be removed from MEP | Parent |  | 1.1.2 | Track | RTO | RTO |  | Need to allocate

## SBS Codes From AMR
SBS Number | SBS title | Asset Maintainer | Asset Operator
1.3 | Communications | Unallocated | Unallocated
1.1.1.1.1 | Walkway | MCo | RTO
1.1.1.1.2 | Drains | MCo/RTO | RTO
1.1.1.1.3 | Tbm/Minned Tunnel | MCo | RTO
1.1.1.1.3.1 | Cross Passages | MCo | RTO
1.1.1.1.3.2 | Intervention Shaft | MCo | RTO
1.1.1.1.3.3 | Tunnel | MCo | RTO
1.1.1.1.4 | Cut And Cover Tunnel | MCo | RTO
1.1.1.1.5 | Access Shaft | MCo | RTO
1.1.1.3 | Station | MCo | RTO
1.1.1.4 | Utilities Infrastructure | MCo | RTO
1.1.1.4.1 | Utilities Connection | MCo | RTO
1.1.1.4.2 | Drainage Pumps | MCo | RTO
1.1.1.4.2.1 | Tunnel Drainage Pumps | MCo | RTO
1.1.1.4.2.2 | Decline Drainage Pumps | MCo | RTO
1.1.1.4.3 | Flood Protection | MCo | RTO
1.1.2 | Track | RTO | RTO
1.1.2.1 | Trackbed | RTO | RTO
1.1.2.2 | Rail | RTO | RTO
1.1.2.3 | Fixings | RTO | RTO
1.1.2.4 | First Stage Concrete | MCo | Unallocated
1.1.3 | Station | MCo | RTO
1.1.3.1 | Vertical Transport | MCo | RTO
1.1.3.1.1 | Lift | MCo | RTO
1.1.3.1.2 | Escalators | MCo | RTO
1.1.3.2 | Hydraulic System | MCo | RTO
1.1.3.3 | Mechanical Systems | MCo | RTO
1.1.3.3.1 | Ecs | MCo | RTO
1.1.3.3.2 | MVAC | MCo | RTO
1.1.3.3.3 | Stair Pressurisation | MCo | RTO
1.1.4 | Local Communications | MCo | MCo
1.1.5 | ICT/OCS | Unallocated | Unallocated
1.1.5.1 | PSO | Unallocated | Unallocated
1.1.5.5.4 | Security Control System | RTO | RTO
1.1.6 | Lighting | Unallocated | RTO
1.1.6.1 | Tunnel Lighting | RTO | RTO
1.1.6.2 | Station (Lighting) | MCo | RTO
1.1.7.1 | Tunnel Ventilation | MCo | RTO
1.1.7.2 | Station Ventilation | MCo | RTO
1.1.7.3 | Tunnel Ventilation Control System | MCo | RTO
1.1.8 | Control Systems | Unallocated | Unallocated
1.1.8.1 | Building Management System | MCo | RTO/MCo
1.1.8.2 | Emergency Management System | RTO | RTO
1.1.8.2.1 | Fire Detection | RTO | RTO
1.1.8.2.2 | Fire Protection | RTO | RTO
1.1.9 | Power | Unallocated | Unallocated
1.1.9.1 | Intake Substation | MCo | RTO
1.1.9.2 | Traction Power | RTO | RTO
1.1.9.2.1 | Traction Substation | RTO | RTO
1.1.9.2.2 | OHLE | RTO | RTO
1.1.9.3 | Station Substation | MCo | RTO
1.1.9.3.1 | LV Power | MCo | RTO
1.1.9.4 | Eastern 22Kv Switchroom | MCo | RTO
1.1.9.5 | Earthing And Bonding | RTO | RTO
1.1.9.6 | Hv Mtp Power Control | RTO | RTO
1.2.1 | CCTV/Security MGMT | RTO | RTO
1.2.8 | Platform Screen Doors | RTO | RTO
1.2.9 | Signalling | RTO | RTO
1.2.9.5 | Common Wayside | Unallocated | RTO
1.2.9.5.6 | Signalling Signage | RTO | RTO
1.2.9.5.7 | Signal Equipment Room | MCo | RTO
1.3.1.5 | Telco | Other | Other
1.3.2.2 | Cable Containment Underground | MCo/RTO | RTO
1.3.4 | Victrack Managed Services | VicTrak | VicTrack
1.3.5 | Communication Equipment Room | MCo/RTO | RTO
1.4.1 | Civil Infrastructure | RTO | RTO
1.4.1.1 | Station | RTO | RTO
1.4.1.2 | Embankments/Retaining Walls | RTO | RTO
1.4.1.8 | Drains | RTO | RTO
1.4.3 | Station Mechanical & Electrical | RTO | RTO
1.4.3.1 | Station Vertical Transport | RTO | RTO
1.4.3.1.1 | Station Lift | RTO | RTO
1.4.6 | Public Realm | RTO | RTO
1.4.6.1 | Seating | RTO | RTO
1.4.6.2 | Signage | RTO | RTO
1.4.6.3 | Landscape | RTO | RTO

## SS'D ARC Codes 211026
|  |  |  | Asset tagged asset | MCo Requirements | MTM
Code | Item | Section | Design Scope | MCo | MCo | EACR Class | Sub Class Code | Sub Class Description | Type Description
ACH-101 | Single Part Floor Access Hatch with Inset Finish - Non Fire Rated | 453 | HWW | Yes
ACH-151 | Multi-part Floor Access Hatch with Inset Finish - Fire Rated | 453 | HWW | Yes |  | Facilities | FE | Fire Equipment | SF40010000 - Passive Fire Protection - Fire Door
ACH-152 | Multi-part Floor Access Hatch | Project Engineer's Specification | By Project Engineer | Yes
ACH-201 | Single Part Floor Access Hatch with Metal Cover - Fire Rated | 453 | HWW | Yes |  | Facilities | FE | Fire Equipment | SF40010000 - Passive Fire Protection - Fire Door
ACH-202 | Single Part Floor Access Hatch with Metal Cover - Non Fire Rated | 453 | HWW | Yes
ACH-220 | Two Part Floor Access Hatch with Filled Cover - Fire Rated | 453 | HWW | Yes |  | Facilities | FE | Fire Equipment | SF40010000 - Passive Fire Protection - Fire Door
ACH-301 | Roof Access Hatch with (As Required) Fixed Ladder | 431 | HWW | Yes |  | Facilities | AN | Fall Arrest | FC09030100 - Fixed and Portable Ladders
ACH-310 | Roof Access Hatch for Personnel | 431 | HWW | Yes
ACH-320 | Roof Access Hatch for Heavy Plant Replacement | 431 | HWW | Yes
ACH-410 | Single Part Ceiling Access Hatch - Fire Rated | 531 | HWW | Yes |  | Facilities | FE | Fire Equipment | SF40010000 - Passive Fire Protection - Fire Door
ACH-411 | Ceiling Access Hatch - Fire Rated | 531 | HWW | Yes |  | Facilities | FE | Fire Equipment | SF40010000 - Passive Fire Protection - Fire Door
ADV-101 | Digital Wall Mounted Single Sided Portrait Advertising Panel | Project Engineer's Specification | By Project Engineer | Yes |  | Facilities | SI | Signage
ADV-201 | Digital Floor Mounted Double Sided Portrait Advertising Panel | Project Engineer's Specification | By Project Engineer | Yes |  | Facilities | SI | Signage
ADV-301 | Digital Cross Track Advertising Box Station | Project Engineer's Specification | By Project Engineer | Yes |  | Facilities | SI | Signage
ADV-310 | Digital Cross Track Advertising Trinocular | Project Engineer's Specification | By Project Engineer | Yes |  | Facilities | SI | Signage
ADV-401 | Digital Overhead Advertising - Type 01 | Project Engineer's Specification | By Project Engineer | Yes |  | Facilities | SI | Signage
ADV-410 | Digital Overhead Advertising - Type 02 | Project Engineer's Specification | By Project Engineer | Yes |  | Facilities | SI | Signage
ADV-420 | Digital Trinocular Banner Overhead Advertising | Project Engineer's Specification | By Project Engineer | Yes |  | Facilities | SI | Signage
ADV-430 | Digital Atrium Edge Overhead Advertising | Project Engineer's Specification | By Project Engineer | Yes |  | Facilities | SI | Signage
ADV-440 | Digital Escalator Adit Overhead Advertising | Project Engineer's Specification | By Project Engineer | Yes |  | Facilities | SI | Signage
ADV-501 | Digital Wall Advertising | Project Engineer's Specification | By Project Engineer | Yes |  | Facilities | SI | Signage
ADV-601 | Digital Escalator Perimeter Advertising | Project Engineer's Specification | By Project Engineer | Yes |  | Facilities | SI | Signage
ADV-602 | Digital Escalator Perimeter Advertising | Project Engineer's Specification | By Project Engineer | Yes |  | Facilities | SI | Signage
AMW-101 | Disk Light - Type 01 | 572 | HWW | Yes
AMW-102 | Disk Light - Type 02 | 572 | HWW | Yes
AMW-104 | Disk Light - Type 04 | 572 | HWW | Yes
AMW-110 | Pendant Light - Type 01 | 572 | HWW | Yes
AMW-115 | Pendant Light - Type 02 | 572 | HWW | Yes
AMW-120 | Canister Light Bracket | 572 | HWW | No
AMW-130 | Highbay Light Bracket - Single | 572 | HWW | No
AMW-131 | Large Highbay Light Bracket - Single | 572 | HWW | No
AMW-135 | Highbay Light Bracket - Double | 572 | HWW | No
AMW-136 | Large Highbay Light Bracket - Double | 572 | HWW | No
AMW-140 | Recessed Light Bracket | 572 | HWW | No
AMW-150 | Cast-in Lighting Bracket | 572 | HWW | No
AMW-201 | Top of Plinth Coverplate | 552 | HWW | No
AMW-601 | Dome CCTV Bracket | 572 | HWW | No
AMW-602 | Directional CCTV Bracket | 572 | HWW | No
AMW-620 | Speaker Bracket | 572 | HWW | No
AMW-641 | Adit Combined Housing (CCTV/ Speaker) GRC EOL Housing | 572 | HWW | No
AMW-660 | CMS Housing - Type 01 | 572 | HWW | No
AMW-661 | CMS Housing - Type 02 | 572 | HWW | No
AMW-662 | Cavern Cable Containment Housing | 572 | HWW | No
AMW-710 | Contrast Stair Nosing | 774 | HWW | No
AMW-801 | Floor Bracket | 552 | HWW | No
AMW-820 | Flat Soffit Bracket | 552 | HWW | No
AMW-821 | Cavern Soffit Bracket | 552 | HWW | No
AMW-840 | Wall Bracket (For Various Elements) | 552 | HWW | No
AMW-850 | Cannister Light Bracket | 552 | HWW | No
AMW-852 | Cannister Light Tabbed Bracket | 552 | HWW | No
AMW-853 | Cannister Light Tabbed Bracket | 552 | HWW | No
AMW-860 | Highbay Suspended Ceiling Bracket | 552 | HWW | No
AMW-861 | Highbay Tabbed Ceiling Bracket | 552 | HWW | No
AMW-862 | Highbay Suspended Soffit Bracket | 552 | HWW | No
AMW-865 | Highbay Tabbed Wall Bracket - Type 01 | 552 | HWW | No
AMW-866 | Highbay Tabbed Wall Bracket - Type 02 | 552 | HWW | No
AMW-867 | Highbay Tabbed Post Tabbed Bracket | 552 | HWW | No
AMW-870 | PES Downlight Bracket | 552 | HWW | No
AMW-880 | Dome CCTV Bracket | 552 | HWW | No
AMW-901 | Escalator Emergency Stop |  | By Project Engineer | No
AMW-920 | Light Reflector | 552 | HWW | No
AMW-930 | Canopy Rain Overflow - Stainless Steel (CBDS) | 416 | HWW | No
AMW-931 | Canopy Rain Distributor & RWP - Stainless Steel (CBDS) | 416 | HWW | No
AMW-932 | Rainwater Overflow Ancillaries - Stainless Steel | 416 | HWW | No
AMW-933 | Canopy Valley Gutter - Stainless Steel (CBDS) | 416 | HWW | No
AMW-934 | Stainless Steel Curved Lift Gutter - DOM | 416 | HWW | No
AMW-935 | Heel Guard Drain | 416 | HWW | No
AMW-940 | Impact Bollard | Project Engineer's Specification | By Project Engineer | Yes
AMW-941 | Impact Bollard - Removable | Project Engineer's Specification | By Project Engineer | Yes
AMW-950 | Perimeter Profile - Stainless Steel | 552 | HWW | No
AMW-951 | Profile Support to Ventilation Grill - Stainless Steel | 552 | HWW | No
AMW-952 | Corner Profile to Ancillary Building | 552 | HWW | No
AMW-955 | Wall Mounted Shelf (PKV) | 552 | HWW | No
AMW-960 | Metal Fence with Access Panel | 552 | HWW | Yes |  | Facilities | FC | Fence
AMW-961 | PED Access Cover Panel | 552 | HWW | No
AMW-962 | Water Meter Housing | 552 | HWW | No
AMW-965 | Lift Condenser Enclosure - Degraves | 552 | HWW | No
AMW-966 | Lift Panel Shroud - Degraves | 552 | HWW | No
AMW-970 | Metal Closing Piece to Stair | 552 | HWW | No
AMW-971 | Metal Fabric | 552 | HWW | No
AMW-972 | Metal Cover Plate to Column Base - DOM | 552 | HWW | No
AMW-980 | Skate Deterrent Stainless Steel Button | 552 | HWW | No
AMW-981 | Heavy Duty Wall Corner Guard | 552 | HWW | No
AMW-982 | Metal Closer Piece (GRC End Panel) | 552 | HWW | No
AMW-984 | ADIT Containment Housing | 552 | HWW | No
AMW-990 | Cast Iron FW | 416 | HWW | No
AMW-991 | Stainless Steel Transom with Integrated Drip Profile | 416 | HWW | No
AMW-992 | MYKI Machine Shroud (ARD) | 416 | HWW | No
AMW-993 | Services Enclosure to Lift | 552 | HWW | No
AMW-994 | Perforated Metal Panel (CBDN) | 552 | HWW | No
AMW-995 | Evaporative/ Drip Tray | 552 | HWW | No
AMW-996 | Custom Balustrade Elements (Trinoc) | 552 | HWW | No
AMW-997 | Conduit Metal Cover (Trinoc) | 552 | HWW | No
AMW-999 | Anti Skate Node | 552 | HWW | No
ASE-101 | Anchor Point | 458 | HWW | Yes |  | Facilities | AN | Fall Arrest | FC09010100 - Standard Anchor
ASE-120 | Static Line | 458 | HWW | Yes |  | Facilities | AN | Fall Arrest | FC09020100 - Cable End / Standard Fix Static Line
ASE-201 | Roof Access Walkway | 552 | HWW | Yes |  | Facilities | AN | Fall Arrest | FC09010100 - Standard Anchor
ASE-210 | Hung Access Walkway | 552 | HWW | Yes |  | Facilities | AN | Fall Arrest | FC09010100 - Standard Anchor
ASE-301 | Fixed Vertical Access Ladder | 552 | HWW | Yes |  | Facilities | AN | Fall Arrest | FC09030100 - Fixed and Portable Ladders
ASE-302 | Fixed Angled Access Ladder | 552 | HWW | Yes |  | Facilities | AN | Fall Arrest | FC09030100 - Fixed and Portable Ladders
ASE-303 | Ladder Strap | 552 | HWW | Yes |  | Facilities | AN | Fall Arrest | FC09030200 - Ladder Stabilising Brackets
ASE-304 | Ladder Hook - External | 552 | HWW | Yes |  | Facilities | AN | Fall Arrest | FC09030200 - Ladder Stabilising Brackets
ASE-401 | Welded Bar Access Floor | 541 | HWW | Yes |  | Facilities | AN | Fall Arrest | FC09010100 - Standard Anchor
ASE-410 | Trafficable Floor Grating - FOH | 541 | HWW | Yes |  | Facilities | AN | Fall Arrest | FC09010100 - Standard Anchor
ASE-501 | Operable Stainless Steel Maintenance Gantry | 552 | HWW | Yes |  | Facilities | AN | Fall Arrest | FC09010100 - Standard Anchor
ASE-601 | Recessed Access Rail - CBDN | 552 | HWW | Yes |  | Facilities | AN | Fall Arrest | FC09010100 - Standard Anchor
BAL-110 | Floor Mounted Stair Balustrade | 552 | HWW | No |  | Facilities | AN
BAL-111 | Floor Mounted Stair Balustrade - Glazed | 552 | HWW | No |  | Facilities | AN
BAL-112 | Floor Mounted Stair Balustrade - Vertical Rods | 552 | HWW | No |  | Facilities | AN
BAL-113 | Side Mounted Stair Balustrade - Glazed (DOM) | 552 | HWW | No |  | Facilities | AN
BAL-120 | Floor Mounted Stair Handrail - BOH | 552 | HWW | No |  | Facilities | AN
BAL-150 | Wall Mounted Stair Handrail - BOH | 552 | HWW | No |  | Facilities | AN
BAL-151 | Wall Mounted Stair Handrail - FOH | 552 | HWW | No |  | Facilities | AN
BAL-152 | Fibre Reinforced Polymer Stair Balustrade (ISS) | 556 | HWW | No |  | Facilities | AN
BAL-155 | External Stair Handrail | 552 | HWW | No |  | Facilities | AN
BAL-201 | Ramp Handrail - Stainless Steel | 552 | HWW | No |  | Facilities | AN
BAL-202 | Ramp Handrail - Glazed (DOM) | 552 | HWW | No |  | Facilities | AN
BAL-220 | Ramp Handrail - BOH | 552 | HWW | No |  | Facilities | AN
BAL-225 | External Ramp Handrail | 552 | HWW | No |  | Facilities | AN
BAL-301 | Edge Balustrade - Glazed Infill | 552 | HWW | No |  | Facilities | AN
BAL-312 | Edge Balustrade - Metal Infill | 552 | HWW | No |  | Facilities | AN
BAL-320 | Edge Balustrade - Glazed Infill with Stone Upstand | 552 | HWW | No |  | Facilities | AN
BAL-330 | Edge Balustrade - Glazed (DOM) | 552 | HWW | No |  | Facilities | AN
BAL-401 | Floor Mounted Balustrade - Glazed Infill | 552 | HWW | No |  | Facilities | AN
BAL-402 | Floor Mounted Balustrade - Glazed Intermediate Panel | 552 | HWW | No |  | Facilities | AN
BAL-403 | Floor Mounted Bypass Gate - Glazed | 552 | HWW | No |  | Facilities | AN
BAL-410 | Floor Mounted Balustrade - Glazed Infill with Stone Upstand | 552 | HWW | No |  | Facilities | AN
BAL-432 | Floor Mounted Balustrade - Glazed - (CBDS) | 552 | HWW | No |  | Facilities | AN
BAL-450 | Vehicle Barrier (OSD) | Project Engineer's Specification | By Project Engineer | No |  | Facilities | AN
BAL-501 | Floor Mounted Balustrade - BOH | 552 | HWW | No |  | Facilities | AN
BAL-502 | Side Mounted Balustrade - BOH | 552 | HWW | No |  | Facilities | AN
BAL-503 | Floor Mounted Balustrade - Demountable | 552 | HWW | No |  | Facilities | AN
BAL-530 | Balustrade to Top of Trackside Wall | 552 | HWW | No |  | Facilities | AN
BAL-550 | Wall Mounted Handrail - BOH | 552 | HWW | No |  | Facilities | AN
BAL-560 | Bumper Rail - BOH | 556 | HWW | No |  | Facilities | AN
BAL-570 | Trackside Floor Mounted Handrail - BOH | Project Engineer's Specification | By Project Engineer | No |  | Facilities | AN
BAL-571 | Trackside Wall Mounted Handrail - BOH | Project Engineer's Specification | By Project Engineer | No |  | Facilities | AN
BAL-601 | Escalator Fall Protection Balustrade | 552 | HWW | Yes |  | Facilities | AN | Fall Arrest | FC09010100 - Standard Anchor
BLK-101 | Reinforced Blockwork - 190mm | 331 | HWW | No
BLK-102 | Reinforced Blockwork - 290mm | 331 | HWW | No
BLK-105 | Reinforced Blockwork - 140mm | 331 | HWW | No
BLK-201 | Blockwork Accessory | Project Engineer's Specification | By Project Engineer | No
BRK-102 | External Brickwork (ARD) | 331 | HWW | No
BRK-103 | External Brickwork Arch (ARD) | 331 | HWW | No
BRK-110 | Sawtooth Brickwork (EPZ) | 331 | HWW | No
BRK-201 | Brickwork Accessory | Project Engineer's Specification | By Project Engineer | No
BVC-101 | Mesh Screens | 481 | HWW | No
BVC-102 | Net Barriers | 481 | HWW | No
BVC-103 | Roost Inhibitors Spikes | 481 | HWW | No
BVC-104 | Roost Inhibitor Sprung Wires | 481 | HWW | No
BVC-105 | Ultrasonic Bird Deterrent | 481 | HWW | Yes
CAN-201 | OSD Canopy (Type 1) | Project Engineer's Specification | By Project Engineer | No
CAN-210 | OSD Canopy (Type 2) | Project Engineer's Specification | By Project Engineer | No
CAN-211 | OSD Entrance Canopy | Project Engineer's Specification | By Project Engineer | No
CAN-310 | Modest Portal Entrance Canopy | Project Engineer's Specification | By Project Engineer | Yes
CAN-311 | Modest Portal Lift Lobby Canopy | 451 | HWW | Yes
CLG-101 | Loose Fit Ceiling System - Type 1 | 531 | HWW | No
CLG-102 | Loose Fit Ceiling System - Type 2 | 531 | HWW | No
CLG-110 | Loose Fit Ceiling System - Cross Passage | 531 | HWW | No
CLG-111 | Recessed Grid with Acoustic Panels | 531 | HWW | No
CLG-201 | Metal Clip-in Ceiling Tile | 531 | HWW | No
CLG-202 | Perforated Metal Ceiling | 531 | HWW | No
CLG-203 | Recessed Metal Soffit Panel | 531 | HWW | No
CLG-260 | Perforated Metal Ceiling - La Trobe | 531 | HWW | No
CLG-261 | Capping Plate to the Edge of the Ceiling (CLG-260) | 531 | HWW | No
CLG-262 | Perforated Metal Ceiling - Flinders Link | 531 | HWW | No
CLG-263 | Perforated Acoustic Openable Metal Ceiling Panel - La Trobe/ DOM | 531 | HWW | Yes
CLG-264 | Metal Ceiling Panel for Stair - DOM | 531 | HWW | No
CLG-270 | Metal Profiled Soffit Lining - Degraves | 531 | HWW | No
CLG-301 | Flat GRC Ceiling System | 531 | HWW | No
CLG-302 | Flat GRC Ceiling System with Acoustic Perforations | 531 | HWW | No
CLG-401 | Articulated Perforated Ceiling System | 531 | HWW | No
CLG-402 | Ceiling System with Advertising | 531 | HWW | Yes |  | Facilities | SI | Signage
CLG-403 | Perforated Ceiling System | 531 | HWW | No
CLG-404 | Ceiling System Access Panel | 531 | HWW | Yes
CLG-450 | Curved Ceiling System | 531 | HWW | No
CLG-452 | GRC Ceiling System - Trapezoid - Sharkgill Small | 531 | HWW | No
CLG-460 | Sloped GRC Soffit (ARD) | 531 | HWW | No
CLG-601 | Plasterboard Ceiling - CSC | 531 | HWW | No
CLG-602 | Plasterboard Ceiling - PSO | 531 | HWW | No
CLG-603 | Plasterboard Ceiling - Secure | 531 | HWW | No
CLG-604 | Plasterboard Ceiling - Water Resistant | 531 | HWW | No
CLG-610 | Fire Separating Plasterboard Ceiling System - 2hr FR | 531 | HWW | No
CLG-611 | Acoustic/ Fire Separating Plasterboard Ceiling - 2hr FR | 531 | HWW | No
CLG-612 | Acoustic Non FR Plasterboard Ceiling | 531 | HWW | No
CLG-613 | Thermal Fire Separating Plasterboard Ceiling System - 2HR FR | 531 | HWW | No
CLG-614 | Acoustic No Perf No FR Ceiling Plasterboard System | 531 | HWW | No
CLG-620 | Acoustic Lay in Ceiling System - BOH | 531 | HWW | No
CLG-630 | 2-Way Fire Separating Ceiling - 2HR (PKV Cafe) | 531 | HWW | No
CLG-631 | One-way Fire Separating Ceiling - 2HR | 531 | HMM | No
CLG-640 | Acoustic Ceiling Panel System - FR | 531 | HWW | No
CLG-641 | Under Escalator Ceiling Panel System - FR | 531 | HWW | No
CLG-645 | PB Ceiling System - Degraves | 531 | HWW | No
CLG-701 | BOH Acoustic Fan/ Plenum Ceiling Lining 50mm | 522 | HWW | No
CLG-702 | BOH Acoustic Fan/ Plenum Ceiling Lining 100mm | 522 | HWW | No
DST-101 | BOH - Standard Doorset | 453 | HWW | Yes |  | Facilities | FE | Fire Equipment | SF40010000 - Passive Fire Protection - Fire Door
DST-110 | FOH - Standard Doorset | 453 | HWW | Yes |  | Facilities | FE | Fire Equipment | SF40010000 - Passive Fire Protection - Fire Door
DST-120 | BOH - Acoustic Doorset | 453 | HWW | Yes |  | Facilities | FE | Fire Equipment | SF40010000 - Passive Fire Protection - Fire Door
DST-121 | BOH - Large Acoustic Doorset | 453 | HWW | Yes |  | Facilities | FE | Fire Equipment | SF40010000 - Passive Fire Protection - Fire Door
DST-125 | Sliding Doorset | 453 | HWW | Yes |  | Facilities | FE | Fire Equipment | SF40010000 - Passive Fire Protection - Fire Door
DST-126 | Sliding Doorset - DDA WC's | 453 | HWW | Yes |  | Facilities | FE | Fire Equipment | SF40010000 - Passive Fire Protection - Fire Door
DST-127 | Sliding Doorset RNERV | 453 | HWW | Yes |  | Facilities | FE | Fire Equipment | SF40010000 - Passive Fire Protection - Fire Door
DST-205 | Glazed Frameless Single Doorset | 451 | HWW | Yes
DST-210 | Glazed Fire Escape Single Doorset | 451 | HWW | Yes |  | Facilities | FE | Fire Equipment | SF40010000 - Passive Fire Protection - Fire Door
DST-220 | Glazed Frameless Doorset with Coloured Interlayer | 451 | HWW | Yes
DST-225 | Glazed Frameless Double Doorset | 451 | HWW | Yes
DST-230 | Fire Escape Double Doorset | 453 | HWW | Yes |  | Facilities | FE | Fire Equipment | SF40010000 - Passive Fire Protection - Fire Door
DST-231 | Coloured Glass Single Doorset (Cafe) | 451 | HWW | Yes
DST-232 | BOH Coloured Glass Door with Ceramic Frit Framing - Double | 451 | HWW | Yes
DST-240 | Arches Retail Doorset Double Door | 451 | HWW | Yes
DST-241 | Retail 1,2,3,4 Doorset (Barwise Street) | 451 | HWW | Yes
DST-242 | Retail 5 Doorset (South Facing) | 451 | HWW | Yes
DST-243 | Double Swing Back of House Metal Door within Precast Panel (EWS-210) | 451 | HWW | Yes
DST-244 | External Facade Single Door with Fixed Side Panel | 451 | HWW | Yes
DST-245 | Double Swing Coloured Glass Back of House Door and Side Panel within Precast Concrete Panel | 451 | HWW | Yes
DST-246 | Double Glazed Single Leaf Pivot Door Part of WIN-202 Retail Box | 451 | HWW | Yes
DST-247 | Arches Retail Doorset Single Door | 451 | HWW | Yes
DST-248 | Arches Retail Doorset Colour Back Glass Sliding Door | 451 | HWW | Yes
DST-249 | Sliding Double Glazed Retail Door System | 451 | HWW | Yes
DST-251 | Retail Bifold Windows | 451 | HWW | Yes
DST-301 | Roller Shutter - FOH | 454 | HWW | Yes
DST-302 | Fire Rated Roller Shutter - FOH | 454 | HWW | Yes |  | Facilities | FE | Fire Equipment | SF40010000 - Passive Fire Protection - Fire Door
DST-303 | Roller Shutter - Degraves | 454 | HWW | Yes
DST-310 | CSC Roller Shutter (Security) | 454 | HWW | Yes
DST-315 | Roller Shutter - CSC (ARD) | 454 | HWW | Yes
DST-320 | Roller Shutter - Trackside | 454 | HWW | Yes
DST-401 | Wall Access Panel | 453 | HWW | Yes
DST-502 | Louvred Door | 453 | HWW | Yes
DST-503 | Overclad Louvred Door | 453 | HWW | Yes
DST-505 | Overclad Metal Single Doorset (Cafe) | 453 | HWW | Yes
DST-550 | Metal Gate (CBDS) | 453 | HWW | Yes |  | Facilities | FC | GATE
DST-551 | Self Closing Gate | 453 | HWW | Yes |  | Facilities | FC | GATE
DST-552 | Stainless Steel External Gate | 453 | HWW | Yes |  | Facilities | FC | GATE
DST-560 | Flood Doorset with Over Cladding - External | 453 | HWW | Yes
DST-562 | Overclad Single Doorset | 453 | HWW | Yes
DST-563 | Overclad Double Doorset | 453 | HWW | Yes
DST-564 | Single Doorset Overclad with EWS-701 | 453 | HWW | Yes
DST-565 | Glazed Sliding Doorset | 451 | HWW | Yes
DST-566 | Sliding Fire Doorset | 453 | HWW | Yes |  | Facilities | FE | Fire Equipment | SF40010000 - Passive Fire Protection - Fire Door
DST-570 | Partition Wall Doorset | 453 | HWW | Yes
DST-571 | Sliding Fire Door - Degraves | 453 | HWW | Yes |  | Facilities | FE | Fire Equipment | SF40010000 - Passive Fire Protection - Fire Door
DST-703 | Overclad Lift Door | 453 | By Project Engineer | Yes
EWS-101 | External Retail Curtain Wall System | 432 | HWW | No
EWS-102 | Retail External Curtain Wall System with Hidden Frame | 432 | HWW | No
EWS-103 | External Retail Curtain Wall System - Curved | 432 | HWW | No
EWS-104 | External Retail Curtain Wall System with Coloured Glass | 432 | HWW | No
EWS-105 | External Retail Curtain Wall System with Integrated Louvred Vent Panel | 432 | HWW | No
EWS-106 | Unitised Uninsulated Coloured Glass Cladding | 432 | HWW | No
EWS-110 | Rain Screen Curtain Wall System with Sloped Upstand and Hanging Rail Over Void Edge | 432 | HWW | No
EWS-111 | Glass with Triangular Transoms Curtain Wall System | 432 | HWW | No
EWS-112 | Plinth Mounted Glazed Facade System (Portal) | 432 | HWW | No
EWS-113 | Floor Mounted Glazed Façade System (Portal) | 432 | HWW | No
EWS-114 | High Level Glazed Façade System above CAN-310 (Portal) | 432 | HWW | No
EWS-115 | Rain Screen Curtain Wall System | 432 | HWW | No
EWS-116 | Unitised Rainscreen Curtain Wall System | 432 | HWW | No
EWS-119 | Folded Metallic Rainscreen Cladding | 431 | HWW | No
EWS-120 | Plinth Mounted Glazed Facade System (DOM) | 432 | HWW | No
EWS-130 | External Glazed Curtain Wall | 432 | HWW | No
EWS-201 | Precast Concrete Wall Panel - Brick Facing Infill (ARD) | 435 | HWW | No
EWS-202 | Precast Concrete Wall Top Panel - Brick Facing Infill (ARD) | 435 | HWW | No
EWS-203 | Precast Concrete Wall Base Panel - Brick Facing Infill (ARD) | 435 | HWW | No
EWS-204 | Precast Concrete Wall Nosing Panel (ARD) | 435 | HWW | No
EWS-205 | Concrete Arch Base Infill (ARD) | 435 | HWW | No
EWS-206 | Concrete Panel Skirting (ARD) | 435 | HWW | No
EWS-210 | Removable Glass Reinforced Concrete (GRC) Nosing Panel (ARD) | 435 | HWW | No
EWS-220 | Precast Concrete Arch Panel - Brick Facing Infill (Type F) (ARD) | 435 | HWW | No
EWS-221 | Precast Concrete Arch Panel - Bench and Brick Facing Infill (Type A) (ARD) | 435 | HWW | No
EWS-222 | Precast Concrete Arch Panel - Opening and Brick Facing Infill (Type B & D) (ARD) | 435 | HWW | No
EWS-223 | Precast Concrete Arch Panel - FFE and Brick Facing Infill (Type C) (ARD) | 435 | HWW | No
EWS-230 | Precast Concrete Arch Concourse Panel - Brick Facing Infill (Type E) (ARD) | 435 | HWW | No
EWS-268 | Precast Concrete Wall Panel - Typical (CBDN) | 435 | HWW | No
EWS-269 | Precast Concrete Wall Panel - CBDN | 435 | HWW | No
EWS-271 | Precast Concrete Wall Panel - Opening (CBDN) | 435 | HWW | No
EWS-272 | Precast Concrete Wall Panel - End Condition (CBDN) | 435 | HWW | No
EWS-273 | Precast Concrete Wall Panel - Vertical Rods (CBDN) | 435 | HWW | No
EWS-274 | Curved Precast Concrete Wall Panel | 435 | HWW | No
EWS-275 | Curved Precast Concrete Wall Panel - Vertical Rods (CBDN) | 435 | HWW | No
EWS-280 | Precast Concrete Wall Panel - Typical (PKV) | 435 | HWW | No
EWS-281 | Precast Concrete Wall Panel - Opening (PKV) | 435 | HWW | No
EWS-282 | Precast Concrete Wall Panel - End Condition (PKV) | 435 | HWW | No
EWS-283 | Precast Concrete Wall Panel - Typical (DOM) | 435 | HWW | No
EWS-284 | Precast Concrete Wall Panel - Vertical Louvres (DOM) | 435 | HWW | No
EWS-285 | Curved Precast Concrete Wall Panel - Vertical Louvres (DOM) | 435 | HWW | No
EWS-286 | Precast Concrete Wall Panel - Chiller Typical (DOM) | 435 | HWW | No
EWS-287 | Precast Concrete Wall Panel - Chiller Vertical Flat Bars (DOM) | 435 | HWW | No
EWS-288 | Precast Concrete Wall Panel - Typical Retail (DOM) | 435 | HWW | No
EWS-289 | Curved Precast Concrete Wall Panel with Weathering Steel Infill (DOM) | 435 | HWW | No
EWS-291 | Stone Faced Precast Concrete Wall (Type 1) (DOM) | 435 | HWW | No
EWS-292 | Stone Faced Precast Concrete Wall (Type 2) (DOM) | 435 | HWW | No
EWS-293 | Stone Faced Precast Concrete Wall (Type 3) (DOM) | 435 | HWW | No
EWS-301 | Porcelain Cladding Panel | 435 | HWW | No
EWS-302 | Porcelain Cladding Base Panel | 435 | HWW | No
EWS-401 | Lift Cladding - Glazing System (Planar) | 451 | HWW | No
EWS-410 | Lift Cladding - Glazing System (Curved) | 451 | HWW | No
EWS-411 | Lift Cladding - Colour Glazing System | 451 | HWW | No
EWS-412 | Lift Cladding - Glazed Smoke Screen Between Double Lifts | 451 | HWW | No
EWS-423 | Lift Cladding - Precast | 435 | HWW | No
EWS-440 | Lift Internal Cladding | Project Engineer's Specification | By Project Engineer | No
EWS-450 | Trickle Vent to Head of Lift Glazing | 451 | HWW | No
EWS-451 | Curved Profile Trickle Vent to Head of Lift Glazing | 451 | HWW | No
EWS-460 | Stainless Steel Blanking Panel | 431 | HWW | No
EWS-461 | Stainless Steel Operable Blanking Panel | 431 | HWW | No
EWS-470 | Lift Cladding - Glazing System (Planar) - Degraves | 451 | HWW | No
EWS-501 | External Louvre | 451 | HWW | No
EWS-510 | External Fixed Louvre - Type 01 | 451 | HWW | No
EWS-511 | External Fixed Louvre - Type 02 | 451 | HWW | No
EWS-512 | External Fixed Louvre - Type 03 | 451 | HWW | No
EWS-520 | External Fixed Louvre - Vertical | 451 | HWW | No
EWS-531 | External Fixed Tubes - Vertical Screen Type 1 | 451 | HWW | No
EWS-532 | External Fixed Tubes - Vertical Screen Type 2 | 451 | HWW | No
EWS-533 | External Fixed Tubes - Vertical Screen Type 3 | 451 | HWW | No
EWS-603 | Stainless Steel Cladding to ECS Drum | 431 | HWW | No
EWS-604 | External Folded/ Extruded Aluminium Panel | 431 | HWW | No
EWS-610 | External Profiled Ribbed Cladding | 431 | HWW | No
EWS-611 | External Profiled Ribbed Cladding with Stainless Steel Insert | 431 | HWW | No
EWS-612 | External Profiled Ribbed Cladding with Vented Openings | 431 | HWW | No
EWS-620 | Bespoke Metal Cladding with Custom Perforations | 431 | HWW | No
EWS-621 | Solid Metal Cladding | 431 | HWW | No
EWS-650 | Aluminium Spandrel Panel | 431 | HWW | No
EWS-651 | Metal Spandrel Panel with Concealed Louvres | 431 | HWW | No
EWS-652 | Metal Parapet Panel | 431 | HWW | No
EWS-660 | Corrugated Metal Cladding | 431 | HWW | No
EWS-661 | Insulated Unitised Façade Panel with External Architectural Louvres | 431 | HWW | No
EWS-662 | Insulated PPC Capping Panel | 431 | HWW | No
EWS-663 | Insulated Wall Panel System (DOM) | 431 | HWW | No
EWS-670 | Ribbed Metal Panel System (ISS) | 431 | HWW | No
EWS-671 | Ribbed Metal Panel System Enclosure (ISS) | 431 | HWW | No
EWS-701 | External GRC Cladding | 435 | HWW | No
EWS-720 | In Situ Form Concrete - Type 01 | 431 | HWW | No
EWS-721 | In Situ Form Concrete - Type 02 | Project Engineer's Specification | By Project Engineer | No
EWS-722 | Vertical End Glazing to Main Entry Canopy | Project Engineer's Specification | By Project Engineer | No
EWS-750 | ISS External Cladding | 451 | HWW | No
EWS-751 | ISS External Soffit | 522 | HWW | No
EWS-760 | External Stud Wall System - PKV Cafe | 522 | HWW | No
EWS-761 | External Glazed Wall System - PKV Cafe | 451 | HWW | No
EWS-762 | External Mesh System - Type 1 - PKV Cafe | Project Engineer's Specification | By Project Engineer | No
EWS-763 | External Mesh System - Type 2 - PKV Cafe | Project Engineer's Specification | By Project Engineer | No
EWS-770 | Bluestone Cladding - PKV | 433 | HWW | No
EWS-801 | Stainless Steel Fence | 742 | HWW | No
EWS-802 | Metal Fence | 742 | HWW | No
EWS-803 | Cafe Plant Fence Enclosure | 742 | HWW | No
FCE-101 | Gateline | Project Engineer's Specification | By Project Engineer | Yes |  | Facilities | FC | GATE
FCE-201 | Ticket Machine | Project Engineer's Specification | By Project Engineer | Yes
FCE-301 | Gateline Attendant Controller | Project Engineer's Specification | By Project Engineer | Yes |  | Facilities | FC | GATE
FCE-401 | QTEM | Project Engineer's Specification | By Project Engineer | Yes
FFE-101 | Floor Mounted Island Seating Module - 8 Seats | 551 | HWW | Yes
FFE-120 | Wall Mounted Bench Module - 4 Seats | 551 | HWW | Yes
FFE-125 | Wall Mounted Seating Module - 4 Seats (DDA) | 551 | HWW | Yes
FFE-140 | Floor Mounted Bench Module - 4 Seats | 551 | HWW | Yes
FFE-145 | Floor Mounted Seating Module - 4 Seats (DDA) | 551 | HWW | Yes
FFE-150 | Wall Mounted Bench Module - 3 Seats | 551 | HWW | Yes
FFE-155 | Wall Mounted Seating Module - 3 Seats (DDA) | 551 | HWW | Yes
FFE-201 | Cupboard Handle | 555 | HWW | No
FFE-202 | Hand Towel Rails | 555 | HWW | No
FFE-203 | Pull Out Waste Bin (Tea Point) | 555 | HWW | No
FFE-204 | Paper Towel Dispenser | 555 | HWW | No
FFE-205 | Double Underbench Waste Bins (35L+35L) | 555 | HWW | No
FFE-206 | CSC Secondary Storage | 572 | HWW | No
FFE-210 | Coat Hook | 555 | HWW | No
FFE-211 | Sling Hook | 555 | HWW | No
FFE-215 | Mop and Broom Rack | 555 | HWW | No
FFE-220 | Pass Through Tray | 572 | HWW | No
FFE-221 | Cash Drawer | 572 | HWW | No
FFE-222 | Key Cabinet | 572 | HWW | Yes
FFE-230 | Cable Outlet | 572 | HWW | No
FFE-231 | Secure Laptop Locking Eyelet | 572 | HWW | No
FFE-232 | Analogue Wall Clock | 572 | HWW | No
FFE-233 | Digital Wall Clock | 572 | HWW | Yes
FFE-234 | White Board | 572 | HWW | No
FFE-235 | Bulletin Board | 572 | HWW | No
FFE-236 | Window Roller Blind | 572 | HWW | No
FFE-237 | Fold Down Table | 572 | HWW | No
FFE-238 | Fold Down Seat | 572 | HWW | No
FFE-239 | Ticket Window Voice Communication System | Project Engineer's Specification | By Project Engineer | Yes |  | OCS | IC | Intercom
FFE-241 | SCR Storage Unit | 572 | HWW | No
FFE-242 | PSO-H Bench | 572 | HWW | No
FFE-243 | Staff Lunch Tea Point | 551 | HWW | No
FFE-244 | Staff Non-Lunch Tea Point | 551 | HWW | No
FFE-247 | PSO-W Overhead Storage Unit | 551 | HWW | No
FFE-248 | PSO Tea Point (2 Person) | 551 | HWW | No
FFE-249 | PSO Tea Point (4-6 Person) | 551 | HWW | No
FFE-250 | Meal Table | 572 | HWW | No
FFE-251 | Meal Table Chair | 572 | HWW | No
FFE-252 | Waste Bin | 572 | HWW | No
FFE-253 | Bench Mounted Soap Dispenser | 555 | HWW | No
FFE-254 | Dishwasher | 572 | HWW | Yes
FFE-255 | Fridge | 572 | HWW | Yes
FFE-256 | Microwave Oven | 572 | HWW | Yes
FFE-257 | Toaster Oven | 572 | HWW | Yes
FFE-258 | Sandwich Press | By Others | Supplied by Others | Yes
FFE-259 | Bar Fridge | 572 | HWW | Yes
FFE-260 | Locker Room Bench | 551 | HWW | Yes
FFE-261 | Locker | 572 | HWW | Yes
FFE-262 | Meeting Room Table Small | 572 | HWW | Yes
FFE-263 | Meeting Room Table Large | 572 | HWW | Yes
FFE-264 | Large Fridge | 572 | HWW | Yes
FFE-265 | Adjustable Shelving | 551 | HWW | No
FFE-266 | CSC Desk Type 1 | 551 | HWW | Yes
FFE-267 | CSC Desk Type 2 | 551 | HWW | Yes
FFE-268 | CSC Desk Type DDA | 551 | HWW | Yes
FFE-269 | CSC Lost Property Storage | 551 | HWW | No
FFE-270 | Filing Cabinet | 572 | HWW | Yes
FFE-271 | Storage - Mobile Pedestal | 572 | HWW | Yes
FFE-272 | Safe - Ticket Office | 572 | HWW | Yes
FFE-273 | Safe - General Office | 572 | HWW | Yes
FFE-274 | Document Waste Bin | 572 | HWW | No
FFE-275 | Adjustable Foot Stool | 572 | HWW | Yes
FFE-276 | Meeting Table | 572 | HWW | Yes
FFE-277 | Workstation | 571 | HWW | Yes
FFE-278 | Adjustable Drawing Table | 572 | HWW | Yes
FFE-279 | Drawing Rack | 572 | HWW | Yes
FFE-280 | Task Chair | 572 | HWW | Yes
FFE-281 | Task Chair - Drafting Height | 572 | HWW | Yes
FFE-282 | Armchair | 572 | HWW | Yes
FFE-283 | Parents Room Armchair | 572 | HWW | Yes
FFE-284 | Convex Mirror (Egress Paths) | 572 | HWW | No
FFE-285 | First Aid Medicine Equipment Cabinet | Project Engineer's Specification | By Project Engineer | Yes
FFE-286 | Safe and Counting Desk | 551 | HWW | Yes
FFE-287 | Sign In Desk | 551 | HWW | Yes
FFE-288 | Meeting Room Storage | 551 | HWW | Yes
FFE-289 | Maintenance Office Storage | 551 | HWW | Yes
FFE-290 | Examination Couch | 572 | HWW | Yes
FFE-291 | Bicycle Rack | 552 | HWW | Yes
FFE-292 | First Aid Joinery | 551 | HWW | Yes
FFE-293 | Parents Room Joinery | 551 | HWW | Yes
FFE-294 | Staff Kitchen Joinery | 551 | HWW | Yes
FFE-295 | Tea Point | 572 | HWW | Yes
FFE-296 | Fold Down Shelf | 572 | HWW | Yes
FFE-297 | Wall Mounted Workstation | 572 | HWW | Yes
FFE-299 | SMO Storage | 551 | HWW | Yes
FFE-301 | ATM | Project Engineer's Specification | By Project Engineer | Yes
FFE-310 | Vending Machine | Project Engineer's Specification | By Project Engineer | Yes
FFE-330 | Help Point | 572 | HWW | Yes
FFE-340 | Public Rubbish Bag Holder | 572 | HWW | No
FFE-350 | Poster Case | 572 | HWW | No
FFE-351 | Pay Phone | Project Engineer's Specification | By Project Engineer | Yes
FFE-402 | Disaster Plan Cabinet | 572 | HWW | Yes
FFE-420 | Fire Hydrant Cabinet | 572 | HWW | Yes |  | Facilities | FE | Fire Equipment | SF44030000 - FIRE FIGHTING - HYDRANT SYSTEMS
FFE-421 | Fire Hose Reel Cabinet | 572 | HWW | Yes |  | Facilities | FE | Fire Equipment | SF44030300 - FIRE FIGHTING - FIRE HOSE REEL SYSTEM
FFE-430 | PSO CCTV Joinery | 551 | HWW | Yes
FFE-440 | PSO Wet Gear Joinery - 2 Person | 551 | HWW | Yes
FFE-450 | PSO Wet Gear Joinery - 4 Person | 551 | HWW | Yes
FFE-610 | Propped Entry Portal | 572 | HWW | No
FFE-650 | Floor Mounted Entry Portal | 572 | HWW | No
FFE-651 | Floor Mounted Entry Portal with Upstand Skirting | 572 | HWW | No
FFE-701 | Suspended Gateline Portal | 572 | HWW | No
FFE-750 | Floor Mounted Gateline Portal | 572 | HWW | No
FFE-801 | Totem | 572 | HWW | Yes
FFE-803 | Totem - Customer Help Point | 572 | HWW | Yes |  | Facilities | FE | Fire Equipment | SF43010000 - FIRE EMERGENCY WARNING AND INTERCOM SYS
FFE-805 | Totem - PID Integrated | 572 | HWW | Yes |  | OCS | PU
FFE-806 | Totem - Tabbed Signage and EOL Components | 572 | HWW | Yes |  | Facilities | SI | Signage | SIGNST - Station Signage
FFE-807 | Totem - Exit Guide | 572 | HWW | Yes |  | Facilities | SI | Signage | SIGNST - Station Signage
FFE-810 | Totem - Legible City | Landscape Architect's Specification | HWW - Refer to Landscape Specification | Yes
FFE-820 | Totem Fire Hydrant and Help Point | 572 | HWW | Yes |  | Facilities | FE | Fire Equipment | SF41000000 - FIRE SAFETY EQUIP
FFE-890 | Floor Mounted Postercase | 572 | HWW | No
FFE-901 | Street Lamp | 572 | HWW | Yes
FFE-902 | Street Lamp - Balustrade Integrated - Arden | 572 | HWW | Yes
FFE-903 | Street Lamp - Balustrade Integrated - Domain | 572 | HWW | Yes
FLA-101 | Metal Flashing | 431 | HWW | No
FLA-102 | Metal Flashing -WPZ | 431 | HWW | No
FLA-103 | Curved Metal Flashing - EPZ | 431 | HWW | No
FLA-104 | Metal Flashing - Heavy Duty | 431 | HWW | No
FLA-201 | Metal Roof Capping | 431 | HWW | No
FLA-202 | Metal Roof Capping | 431 | HWW | No
FLG-101 | Stone Paving | 774 | HWW | No
FLG-102 | Stone Paving - Bridges | 774 | HWW | No
FLG-103 | Stone Paving Inset - Bluestone | 774 | HWW | No
FLG-105 | Stone Paving Inset - Contrast | 774 | HWW | No
FLG-111 | Stone Paving with Black Blister Tactile Indicator | 774 | HWW | No
FLG-112 | Stone Paving with Black Corduroy Tactile Indicator | 774 | HWW | No
FLG-114 | Stone Paving - Elongated | 774 | HWW | No
FLG-115 | Stone Paving - Radial | 774 | HWW | No
FLG-120 | Bluestone Paving | 774 | HWW | No
FLG-125 | Circular Glazed Inserts in Precast Panel | 774 | HWW | No
FLG-131 | Bluestone Paving with Sesame Blister Tactile Indicator | 774 | HWW | No
FLG-133 | Bluestone Paving with Sesame Corduroy Tactile Indicator | 774 | HWW | No
FLG-140 | Stone Paving - Degraves | 774 | HWW | No
FLG-145 | Terrazzo to Match Existing - Degraves | 774 | HWW | No
FLG-146 | Terrazzo - Campbell Arcade | 774 | HWW | No
FLG-201 | Vitrified Tiles - FOH | 631 | HWW | No
FLG-210 | Vitrified Tiles - BOH | 631 | HWW | No
FLG-301 | Vinyl Flooring | 651 | HWW | No
FLG-302 | Vinyl Flooring - Static Dissipative | 651 | HWW | No
FLG-310 | Vinyl Flooring - PSO | 651 | HWW | No
FLG-320 | Vinyl Flooring - La Trobe | 651 | HWW | No
FLG-401 | Slot Drain | 552 | HWW | No
FLG-402 | Linear Drain with Tile Insert | 552 | HWW | No
FLG-403 | Scupper Drain | 552 | HWW | No
FLG-404 | Slot Drain (Ramps) | 552 | HWW | No
FLG-601 | Carpet | 652 | HWW | No
FLG-750 | Stainless Steel Blister Tactile Indicator | 552 | HWW | No
FLG-801 | Wheel Stops | Project Engineer's Specification | By Project Engineer | No
FLG-810 | Checker Plate Flooring | 552 | HWW | No
FLP-201 | Flood Door | 453 | HWW | Yes
FLP-210 | Flood Door - Degraves | 453 | HWW | Yes
FLP-340 | Barrier with Flood Protection Post Fixing | 552 | HWW | Yes
FLP-401 | Flood Bund | 556 | HWW | Yes
FPS-101 | Gypsum Fire Boarding | 522 | HWW | Yes
FPS-102 | Gypsum Fire + Thermal Boarding | 522 | HWW | Yes
FPS-110 | Vermiculite | 346 | HWW | No
FPS-301 | Drop Down Smoke Curtain | 681 | HWW | Yes |  | Facilities | FE | Fire Equipment | SF40020000 - Passive Fire Protection - Fire Shutter
FPS-401 | Smoke Barrier | 681 | HWW | Yes |  | Facilities | FE | Fire Equipment | SF20040000 - Smoke Damper - Mechanical
FPS-402 | Large Smoke Barrier | 681 | HWW | Yes |  | Facilities | FE | Fire Equipment | SF20040000 - Smoke Damper - Mechanical
FPS-410 | Glass Smoke Barrier | 681 | HWW | Yes |  | Facilities | FE | Fire Equipment | SF20040000 - Smoke Damper - Mechanical
FPS-420 | Large Glass Smoke Barrier | 681 | HWW | Yes |  | Facilities | FE | Fire Equipment | SF20040000 - Smoke Damper - Mechanical
FPS-501 | Fire Sealing Filler | Project Engineer's Specification | By Project Engineer | Yes |  | Facilities | FE | Fire Equipment | SF40030000 - Passive Fire Prot - Fire Penetration
FPS-601 | Wall Penetration Fire Stopping | Project Engineer's Specification | By Project Engineer | Yes |  | Facilities | FE | Fire Equipment | SF40030000 - Passive Fire Prot - Fire Penetration
FPS-701 | Floor Penetration Fire Stopping | Project Engineer's Specification | By Project Engineer | Yes |  | Facilities | FE | Fire Equipment | SF40030000 - Passive Fire Prot - Fire Penetration
FPS-801 | Floor Hatch Fire Protection System | 453 | HWW | Yes |  | Facilities | FE | Fire Equipment | SF40030000 - Passive Fire Prot - Fire Penetration
GRL-101 | Ventilation Louvre - Galvanised | 451 | HWW | No
GRL-110 | Ventilation Louvre - Stainless Steel | 451 | HWW | No
GRL-120 | Ventilation Louvre - Aluminium | 451 | HWW | No
GRL-122 | Integrated Ventilation Louvres - Aluminium | 451 | HWW | No
GRL-124 | Integrated Ventilation Louvre - Removable - Aluminium | 451 | HWW | No
GRL-210 | Ventilation Cowl - Stainless Steel | 451 | HWW | No
GRL-301 | Trafficable Floor Grating with Bird Mesh - FOH | 552 | HWW | No
GRL-302 | Trafficable Floor Grating - BOH Vent Shafts | Project Engineer's Specification | By Project Engineer | No
INL-101 | GRC Lining Panel | 522 | HWW | No
INL-102 | GRC Lining Panel with Lozenge Inset | 522 | HWW | No
INL-103 | GRC Lining with Concealed Fixing Track | 522 | HWW | No
INL-104 | GRC Lining Panel with Acoustic Perforations | 522 | HWW | No
INL-105 | GRC Lining Panel Access Door | 522 | HWW | Yes
INL-106 | GRC Lining Panel with Curved Profile | 522 | HWW | No
INL-107 | GRC Lining with Access Panel | 522 | HWW | Yes
INL-108 | GRC Lining Panel - Custom Profile - Trinocular | 522 | HWW | No
INL-109 | GRC Lining Panel with Round Diffuser | 522 | HWW | No
INL-120 | GRC Lining Panel - Shark Gills | 522 | HWW | No
INL-121 | GRC Lining Panel - Curved Shark Gills | 522 | HWW | No
INL-140 | GRC Lining Collar | 522 | HWW | No
INL-150 | GRC Lining - Slab Edge | 522 | HWW | No
INL-151 | GRC Lining - Slab Edge with Concealed Fixing Track | 522 | HWW | No
INL-201 | Coloured Glass Wall Lining | 522 | HWW | No
INL-202 | Coloured Glass Wall Lining - Curved Panel | 522 | HWW | No
INL-203 | Coloured Glass Wall Lining - Access Panel | 522 | HWW | Yes
INL-204 | Coloured Glass Wall Lining - Contrast | 522 | HWW | No
INL-205 | Coloured Glass Wall Lining - Access Door | 522 | HWW | Yes
INL-250 | Coloured Glass Wall Lining - Splash Back | 522 | HWW | No
INL-301 | Perforated Metal Lining - Acoustic | 522 | HWW | No
INL-302 | Perforated Metal Wall Lining - Lozenge - Acoustic | 522 | HWW | No
INL-303 | Flat Metal Lining | 522 | HWW | No
INL-304 | Flat Metal Lining Access Panel | 522 | HWW | Yes
INL-320 | Metal Lining - Escalator | 522 | HWW | No
INL-325 | Metal Lining - Infill Lining Escalators | 522 | HWW | No
INL-340 | Perforated Ribbed Lining Panel - Acoustic | 522 | HWW | No
INL-341 | Perforated Ribbed Metal Lining Panel with SS Insert - Acoustic | 522 | HWW | No
INL-344 | Perforated Ribbed Metal Lining Access Panel - Acoustic | 522 | HWW | No
INL-345 | Perforated Ribbed Metal Lining Panel with Articulated Joints - Acoustic | 522 | HWW | No
INL-350 | Flat Metal Lining Exterior | 522 | HWW | No
INL-351 | Stainless Steel Window Sill above Metal Lining - CBDN | 522 | HWW | No
INL-352 | Perforated Anodised Acoustic Cladding - DOM Closer Piece | 522 | HWW | No
INL-360 | Metal Lining with Backing Board | 522 | HWW | No
INL-361 | Stainless Steel Lining with Backing Board | 522 | HWW | No
INL-362 | Metal Lining with Backing Board - Curved | 522 | HWW | No
INL-363 | Formed Stainless Steel Cover Plate - CBDS | 522 | HWW | No
INL-370 | Metal Lining Closer | 522 | HWW | No
INL-390 | Metal Channel to Edge of Metal Lining | 522 | HWW | No
INL-401 | BOH Sanitary Room Tiling | 631 | HWW | No
INL-402 | FOH Tiling to FSS Link (CBDS) | 631 | HWW | No
INL-410 | Tiling to Match Existing - Degraves | 631 | HWW | No
INL-520 | Dry Lining 85mm Zone | 522 | HWW | No
INL-540 | Dry Lining - Insulated 125mm Zone | 522 | HWW | No
INL-560 | Dry Lining - Insulated 132mm Zone | 522 | HWW | No
INL-901 | Void Edge Cladding Panel - DOM | 522 | HWW | No
INL-910 | Integrated Panelling System - 125mm Zone | 522 | HWW | No
INL-911 | Integrated Panelling System - 85mm Zone | 522 | HWW | No
INL-920 | Column Lining - Campbell Arcade | 522 | HWW | No
INL-980 | Heavy Duty Vinyl Lining | 522 | HWW | No
INL-990 | BOH Acoustic Fan/ Plenum Room Lining - 50mm | 522 | HWW | No
INL-991 | BOH Acoustic Fan/ Plenum Room Lining - 100mm | 522 | HWW | No
INS-101 | Wall Insulation | 819 | HWW | No
INS-102 | Wall Insulation | 819 | HWW | No
INS-110 | Ceiling Insulation | 819 | HWW | No
INS-120 | Floor Insulation | 819 | HWW | No
INS-130 | Roof-Ceiling Insulation | 819 | HWW | No
INS-140 | Portal Roof Insulation | 819 | HWW | No
IWS-101 | Cubicle Partition System | 525 | HWW | No
IWS-201 | Internal Glazed Wall System | 451 | HWW | No
IWS-210 | Internal Retail Cladding - Glazed | 451 | HWW | No
IWS-220 | Internal Glazed Wall System - Degraves | 451 | HWW | No
IWS-320 | Stud Partition - 120mm | 522 | HWW | No
IWS-330 | Acoustic Partition Wall - 215mm | 522 | HWW | No
IWS-340 | Double Stud Partition Wall | 522 | HWW | No
IWS-350 | Bridged Chase Wall - PKV Cafe | 522 | HWW | No
IWS-401 | Platform Edge Screen Cladding - Box Station | Project Engineer's Specification | By Project Engineer | No
IWS-402 | Platform Edge Screen Cladding - Cavern Station | Project Engineer's Specification | By Project Engineer | No
IWS-502 | Dry Wall ECS Partiion | 522 | HWW | No
IWS-503 | Partition System Under Stair - FR | 522 | HWW | No
IWS-510 | Partition Wall System | 522 | HWW | No
IWS-511 | Partition Wall System - Caulked | 522 | HWW | No
MCJ-101 | Floor Expansion Joint - Trafficable FOH Stone Paving | 552 | HWW | No
MCJ-102 | Floor Expansion Joint - Trafficable FOH to BOH | 552 | HWW | No
MCJ-103 | Floor Expansion Joint - Trafficable FOH Toilets | 552 | HWW | No
MCJ-201 | Floor Movement Joint - Trafficable FOH Stone Paving | 552 | HWW | No
MCJ-202 | Non Slip Plate Movement Joint | 552 | HWW | No
MCJ-203 | Bridge Movement Joint - Stone Infill | 552 | HWW | No
MEP-101 | Electrical/ Communications Reticulation | Project Engineer's Specification | By Project Engineer | No
MEP-120 | Ductwork | Project Engineer's Specification | By Project Engineer | No
MEP-160 | Cable Conduit | Project Engineer's Specification | By Project Engineer | No
MEP-170 | Stainless Steel Service Beam for Street Portals | 552 | HWW | No
MEP-171 | OSD Grille | Project Engineer's Specification | By Project Engineer | No
MEP-172 | Stainless Steel Service Bar | 552 | HWW | No
MEP-201 | Typical Light Fitting | Project Engineer's Specification | By Project Engineer | No
MEP-202 | Drum - Central Light | Project Engineer's Specification | By Project Engineer | Yes
MEP-203 | Drum - Circular Light | Project Engineer's Specification | By Project Engineer | Yes
MEP-204 | Drum/ Pendant Light | Project Engineer's Specification | By Project Engineer | Yes
MEP-205 | Pendant Light | Project Engineer's Specification | By Project Engineer | Yes
MEP-206 | Canister Light | Project Engineer's Specification | By Project Engineer | Yes
MEP-208 | Recessed Light Fitting | Project Engineer's Specification | By Project Engineer | Yes
MEP-211 | Linear LED Light | Project Engineer's Specification | By Project Engineer | Yes
MEP-212 | Linear LED Light | Project Engineer's Specification | By Project Engineer | Yes
MEP-213 | Directional LED | Project Engineer's Specification | By Project Engineer | Yes
MEP-215 | Integrated Wayfinding Lighting - Lifts | Project Engineer's Specification | By Project Engineer | Yes |  | Facilities | SI | Signage
MEP-216 | Integrated Wayfinding Lighting - Escalators | Project Engineer's Specification | By Project Engineer | Yes |  | Facilities | SI | Signage
MEP-217 | Sign Illumination LED Module | Project Engineer's Specification | By Project Engineer | Yes |  | Facilities | SI | Signage
MEP-218 | Recessed Ceiling Can Light | Project Engineer's Specification | By Project Engineer | Yes
MEP-230 | Emergency Lighting | Project Engineer's Specification | By Project Engineer | Yes |  | Facilities | EM | Emergency Lighting
MEP-250 | General Power Socket - Single | Project Engineer's Specification | By Project Engineer | No
MEP-251 | General Power Outlet - Double | Project Engineer's Specification | By Project Engineer | No
MEP-252 | Data Outlet | Project Engineer's Specification | By Project Engineer | No
MEP-253 | Light Switch | Project Engineer's Specification | By Project Engineer | No
MEP-254 | Duress Push Button | Project Engineer's Specification | By Project Engineer | No
MEP-255 | Request to Exit Button | Project Engineer's Specification | By Project Engineer | No
MEP-256 | Card Reader | Project Engineer's Specification | By Project Engineer | No
MEP-257 | Break Glass Emergency Exit Release | Project Engineer's Specification | By Project Engineer | No
MEP-258 | Remote Arming Station | Project Engineer's Specification | By Project Engineer | No
MEP-259 | Privacy Door System (PDS) | 453 | HWW | Yes
MEP-260 | Key Override | Project Engineer's Specification | By Project Engineer | No
MEP-261 | Linear LED - Colour (CBDN) | Project Engineer's Specification | By Project Engineer | Yes
MEP-262 | Linear LED - Colour (CBDN) | Project Engineer's Specification | By Project Engineer | Yes
MEP-270 | PSD Isolation Mat | 412 | HWW | No
MEP-271 | Portal Strip Light | Project Engineer's Specification | By Project Engineer | No
MEP-310 | Analytical Camera | Project Engineer's Specification | By Project Engineer | Yes |  | OCS | CL | CCTV
MEP-320 | CCTV Fixed Camera | Project Engineer's Specification | By Project Engineer | Yes |  | OCS | CL
MEP-330 | CCTV PTZ Camera | Project Engineer's Specification | By Project Engineer | Yes |  | OCS | CL | CCTV
MEP-340 | CCTV PDS Camera | Project Engineer's Specification | By Project Engineer | Yes |  | OCS | CL | CCTV
MEP-401 | PA Speaker | Project Engineer's Specification | By Project Engineer | Yes |  | OCS | IC | Intercom
MEP-410 | Emergency Warning Announcement System Speaker | Project Engineer's Specification | By Project Engineer | Yes |  | OCS | IC | Intercom
MEP-430 | Distributed Antenna System (DAS) | Project Engineer's Specification | By Project Engineer | No |  | OCS
MEP-435 | Directional Antenna - Dome | Project Engineer's Specification | By Project Engineer | No |  | OCS
MEP-436 | Directional Antenna - Flat | Project Engineer's Specification | By Project Engineer | No |  | OCS
MEP-440 | Wi-Fi Access Point | Project Engineer's Specification | By Project Engineer | No |  | OCS
MEP-450 | PID | Project Engineer's Specification | By Project Engineer | Yes |  | OCS | PU | PIDs
MEP-480 | Emergency Do Not Enter | Project Engineer's Specification | By Project Engineer | Yes
MEP-490 | Audible Alarm | Project Engineer's Specification | By Project Engineer | No
MEP-491 | Visual Alarm | Project Engineer's Specification | By Project Engineer | No
MEP-492 | Auxillary Alarm | Project Engineer's Specification | By Project Engineer | No
MEP-493 | Wireless Microphone Antenna | Project Engineer's Specification | By Project Engineer | No
MEP-494 | AGC Microphone Antenna | Project Engineer's Specification | By Project Engineer | No
MEP-501 | Dispersion | Project Engineer's Specification | By Project Engineer | No
MEP-520 | Louvres | Project Engineer's Specification | By Project Engineer | Yes
MEP-521 | Acoustic Louvre | 451 | HWW | Yes
MEP-550 | Jet Diffuser | Project Engineer's Specification | By Project Engineer | No
MEP-551 | Swirl Diffuser | Project Engineer's Specification | By Project Engineer | No
MEP-560 | Venitaltion Bank (ISS) | Project Engineer's Specification | By Project Engineer | No
MEP-610 | Help Point | Project Engineer's Specification | By Project Engineer | Yes
MEP-611 | Emergency Call Button | Project Engineer's Specification | By Project Engineer | Yes
MEP-620 | Telephone | Project Engineer's Specification | By Project Engineer | Yes
MEP-630 | Photovoltaic Panel | Project Engineer's Specification | By Project Engineer | Yes |  | Facilities | SU | Sustainablity Assets | PV-PL FC07010200 - PV Panel
MEP-640 | MEP Plant | Project Engineer's Specification | By Project Engineer | Yes
MEP-650 | Floor Mounted Davit Crane Socket | Project Engineer's Specification | By Project Engineer | Yes
MEP-652 | LEOS (Local Emergency Override System) | Project Engineer's Specification | By Project Engineer | Yes
MEP-653 | Lift Control Box | Project Engineer's Specification | By Project Engineer | Yes
MEP-654 | MFB Control Box | Project Engineer's Specification | By Project Engineer | Yes
MEP-655 | Landing Call Button | Project Engineer's Specification | By Project Engineer | No
MEP-656 | Meeting Room Television | Project Engineer's Specification | By Project Engineer | Yes
MEP-710 | Fire Hose Reel | Project Engineer's Specification | By Project Engineer | Yes |  | Facilities | FE | Fire Equipment | SF44030300 - FIRE FIGHTING - FIRE HOSE REEL SYSTEM
MEP-711 | Fire Indicator Panel | Project Engineer's Specification | By Project Engineer | Yes |  | Facilities | FE | Fire Equipment | SF42010000 - FIRE SYS CONTROLS - FIRE INDICATOR PANEL
MEP-720 | Sprinklers | Project Engineer's Specification | By Project Engineer | Yes |  | Facilities | FE | Fire Equipment
MEP-730 | Fire Extinguishers | Project Engineer's Specification | By Project Engineer | Yes |  | Facilities | FE | Fire Equipment | SF44010300 - FIRE FIGHTING - FIRE EXT CO2
MEP-750 | Fire Hydrant | Project Engineer's Specification | By Project Engineer | Yes |  | Facilities | FE | Fire Equipment | SF44030400 - FIRE FIGHTING - FIRE HYDRANT
MEP-770 | Fire Detector | Project Engineer's Specification | By Project Engineer | Yes |  | Facilities | FE | Fire Equipment | SF42020200 - FIRE ALARM & DETECT - SMOKE HEAT DETECT
MEP-771 | Smoke Detector | Project Engineer's Specification | By Project Engineer | Yes |  | Facilities | FE | Fire Equipment | SF42020200 - FIRE ALARM & DETECT - SMOKE HEAT DETECT
MEP-780 | Communications Equipment Housing | Project Engineer's Specification | By Project Engineer | Yes |  | Facilities | FE | Fire Equipment
MEP-810 | Floor Drain | 552 | HWW | No
MEP-811 | Heel Guard Floor Drain | Project Engineer's Specification | By Project Engineer | No
MEP-812 | 4 Sided Slot Drainage with Inset Finishes | Project Engineer's Specification | By Project Engineer | No
MEP-813 | Floor Drain with Puddle Flange | Project Engineer's Specification | By Project Engineer | No
MEP-814 | Floor Drain with Captive Ring | Project Engineer's Specification | By Project Engineer | No
MEP-820 | Rainwater Pipe | Project Engineer's Specification | By Project Engineer | No
MEP-821 | Stainless Steel Rain Water Pipe | 416 | HWW | No
MEP-822 | Flexible Stainless Steel Rain Water Pipe Connection | Project Engineer's Specification | By Project Engineer | No
MEP-823 | Stainless Steel Rain Water Pipe | Project Engineer's Specification | By Project Engineer | No
MEP-830 | Soil Vent Pipe | Project Engineer's Specification | By Project Engineer | No
MEP-890 | Hot Water Unit | Project Engineer's Specification | By Project Engineer | Yes |  | Facilities | ED | Domestic Equipment | ELEHWS - Elec Hot Water Unit Storage FC14010000 - Hot Water Systems
MEP-891 | Thermostatic Mixing Valve | Project Engineer's Specification | By Project Engineer | Yes
MEP-892 | Stainless Steel Overflow | Project Engineer's Specification | By Project Engineer | No
MEP-893 | Sump | Project Engineer's Specification | By Project Engieer | Yes
MEP-901 | Escalator | Project Engineer's Specification | By Project Engineer | Yes |  | Facilities | LE | Lift & Escalator
MEP-920 | Public Lift | Project Engineer's Specification | By Project Engineer | Yes |  | Facilities | LE | Lift & Escalator
MEP-922 | Goods Lift | Project Engineer's Specification | By Project Engineer | Yes |  | Facilities | LE | Lift & Escalator
MEP-930 | BOH Lift | Project Engineer's Specification | By Project Engineer | Yes |  | Facilities | LE | Lift & Escalator
MEP-931 | BOH Lift with Glazed Door | Project Engineer's Specification | By Project Engineer | Yes |  | Facilities | LE | Lift & Escalator
PNT-101 | Dust Proof Sealer to Concrete and Structural Soffits | 671 | HWW | No
PNT-103 | Glulam/ CLT Lacquer System | 671 | HWW | No
PNT-201 | Steel Protective Paint - Concealed Galvanised Steelwork Fire Protection 2 Hour FRL (C2, C3 and C4 | 345 | HWW | No
PNT-202 | Steel Protective Paint - Visible Steelwork Fire Protection 2 Hour FRL (C2, C3 and C4 Environment) | 345 | HWW | No
PNT-203 | Steel Protective Paint - Concealed Steelwork Fire Protection 2 Hour FRL (C2, C3 and C4 Environment) | 345 | HWW | No
PNT-204 | Steel Protective Paint - Visible Steelwork (C2 and C3 Environment) | 345 | HWW | No
PNT-205 | Steel Protective Paint - Concealed Steelwork (C2 and C3 Environment) | 345 | HWW | No
PNT-206 | Steel Protective Paint - Aluminium Structures (C2 and C3 Environment) | 345 | HWW | No
PNT-210 | Steel Protective Paint - Visible Metal Panel (Adjacent to FOH Doors) | 345 | HWW | No
PNT-220 | Stain to Concrete and Masonry - Western Portal | 671 | HWW | No
PNT-301 | Water Based Acrylic Paint for Internal Walls | 671 | HWW | No
PNT-302 | Water Based Acrylic Paint for Internal Ceilings (Paper Faced Plasterboard Ceilings) | 671 | HWW | No
PNT-303 | Water Based Acrylic Paint for Internal Soffits | 671 | HWW | No
PNT-304 | Water Based Acrylic Paint for Internal Walls - Black | 671 | HWW | No
PNT-312 | Clear Non Sacrificial Anti-Graffiti Coating | 671 | HWW | No
PNT-313 | Clear Sacrificial Anti-Graffiti Coating | 671 | HWW | No
PNT-401 | Water Based Epoxy Anti-Slip Floor Coating - Internal | 671 | HWW | No
PNT-402 | Water Based Epoxy Anti-Slip Floor Coating - External | 671 | HWW | No
PNT-405 | Water Based Epoxy Anti-Slip Floor Coating - Internal | 671 | HWW | No
PNT-410 | Water Based Epoxy Anti-Slip Floor Coating - BOH Stair Nosing | 671 | HWW | No
PNT-501 | Floor Markings Paint | 671 | HWW | No
PNT-601 | Paint to Metal Clad Doors | 671 | HWW | No
PNT-602 | Paint to Timber Doors | 671 | HWW | No
PSD-101 | Box Station Platform Screen Doors | Project Engineer's Specification | By Project Engineer | Yes
PSD-201 | Cavern Platform Screen Doors | Project Engineer's Specification | By Project Engineer | Yes
RFL-101 | Central Rooflight | 451 | HWW | Yes
RFL-201 | Curved Entrance Rooflight | 451 | HWW | Yes
RFL-210 | Rooflight | 451 | HWW | Yes
RFL-301 | Aluminium Tilted Rooflight | 451 | HWW | Yes
RFL-501 | Canopy Rooflight |  | HWW | Yes
RFS-110 | Curved Glass Roof | 451 | HWW | Yes
RFS-202 | Profiled Metal Roof - Aluminium | 431 | HWW | No
RFS-203 | Metal Roof | 431 | HWW | No
RFS-205 | Pressed Seam Metal Roof System - Aluminium | 431 | HWW | No
RFS-206 | Metal Soffit (Portal) | 431 | HWW | No
RFS-207 | Profiled Roof Metal Edge (Portal) | 431 | HWW | No
RFS-210 | Stainless Steel Roof (External Lifts) | 431 | HWW | No
RFS-501 | Glazed Roof to Lifts | 451 | HWW | No
RFS-502 | Triangulated Glazed Roof to Circular Lifts | 451 | HWW | No
RFS-511 | Colour Glass Roof to Lifts | 451 | HWW | No
RFS-521 | Precast Roof to Lifts | 435 | HWW | No
SAN-101 | WC | 555 | HWW | No
SAN-102 | Staff WC | 555 | HWW | No
SAN-103 | Ambulant WC | 555 | HWW | No
SAN-120 | DDA WC | 555 | HWW | No
SAN-150 | DDA Toilet Flush Buttons | 555 | HWW | No
SAN-151 | Toilet Flush Buttons | 555 | HWW | No
SAN-152 | Dual Flush Access Panel | 555 | HWW | No
SAN-201 | Basin | 555 | HWW | No
SAN-210 | DDA Basin | 555 | HWW | No
SAN-211 | Changing Places Basin | 555 | HWW | No
SAN-220 | Cleaners Sink | 555 | HWW | No
SAN-230 | First Aid Basin | 555 | HWW | No
SAN-240 | Kitchen Sink | 555 | HWW | No
SAN-241 | Kitchen Point Sink | 555 | HWW | No
SAN-242 | Round Sink | 555 | HWW | No
SAN-257 | Ceiling Hoist | 555 | HWW | Yes
SAN-301 | Urinal | 555 | HWW | No
SAN-302 | Urinal Privacy Panel | 555 | HWW | No
SAN-303 | Urinal | 555 | HWW | No
SAN-401 | Infrared Panel Mounted Tap | 555 | HWW | No
SAN-402 | DDA Basin Mixer Tap | 555 | HWW | No
SAN-403 | DDA Basin Mixer Tap with Extended Spout | 555 | HWW | No
SAN-410 | Kitchen Sink Mixer | 555 | HWW | No
SAN-420 | Boiling and Chilled Filtered Water Tapset | By others | Supplied by Others | Yes
SAN-421 | Boiling and Chilled Filtered Water Tapset | By others | Supplied by Others | Yes
SAN-430 | Cleaners Sink Tap | 555 | HWW | No
SAN-440 | Shower Mixer | 555 | HWW | No
SAN-450 | DDA Shower Rail | 555 | HWW | No
SAN-451 | DDA Shower Handset | 555 | HWW | No
SAN-452 | DDA Shower Mixer | 555 | HWW | No
SAN-460 | Combined Emergency Shower and Eye Wash | 555 | HWW | No
SAN-461 | Emergency Eye and Face Wash | 555 | HWW | No
SAN-462 | Lockable Cleaner's Tap | 555 | HWW | No
SAN-470 | First Aid Tapset | 555 | HWW | No
SAN-501 | DDA Integrated Mirror | 555 | HWW | No
SAN-502 | Integrated Mirror | 555 | HWW | No
SAN-503 | Staff Amenities Mirror | 555 | HWW | No
SAN-510 | DDA Hand Dryer | 555 | HWW | Yes |  | Facilities | ED | Domestic Equipment
SAN-511 | Hand Dryer with Waste Receptacle | 555 | HWW | Yes |  | Facilities | ED | Domestic Equipment
SAN-512 | Hand Dryer Recessed | 555 | HWW | Yes |  | Facilities | ED | Domestic Equipment
SAN-515 | Sanitary Bin | By Others | Supplied by Others | No
SAN-516 | Paper Towel Dispenser | 555 | HWW | No
SAN-520 | DDA Soap Dispenser (BOH) | 555 | HWW | No
SAN-521 | Infrared Panel Mounted Soap Dispenser | 555 | HWW | No
SAN-522 | Soap Dispenser - DDA Toilet (FOH) | 555 | HWW | No
SAN-525 | Baby Change Table | 555 | HWW | No
SAN-526 | Changing Places Changing Table | 555 | HWW | No
SAN-527 | Changing Places Ceiling Hoist | 555 | HWW | Yes
SAN-528 | Surface Mounted Baby Change Table | 555 | HWW | No
SAN-530 | PSO Toilet Roll Holder | 555 | HWW | No
SAN-531 | Toilet Roll Holder (Jumbo) | 555 | HWW | No
SAN-550 | 90° Flush Mount Grab Rail | 555 | HWW | No
SAN-551 | 40° Flush Mount Wrap Around Grab Rail | 555 | HWW | No
SAN-552 | Accessible Shower Grab Rail | 555 | HWW | No
SAN-553 | Horizontal Flush Mounted Grab Rail | 555 | HWW | No
SAN-555 | 90° Flush Mount Grab Rail | 555 | HWW | No
SAN-556 | Drop Down Grab Rail with Toilet Roll Holder (CPF) | 555 | HWW | No
SAN-560 | DDA Shower Seat | 555 | HWW | No
SAN-561 | Ambulant Shower Seat | 555 | HWW | No
SAN-565 | Shower Track and Curtain | 555 | HWW | No
SAN-566 | Privacy Screen | 555 | HWW | No
SAN-570 | Shelf | 555 | HWW | No
SAN-575 | DDA Towel Rail | 555 | HWW | No
SAN-580 | Soap Holder | 555 | HWW | No
SAN-590 | Sanitising Wipes Dispenser | 555 | HWW | No
SAN-595 | Sharps Disposal Bin | 555 | HWW | No
SAN-596 | Wall Mounted Waste Bin | 555 | HWW | No
SAN-597 | Nappy Disposable Bin/ Incontinence Pad Disposal Bin | By Others | Supplied by Others | No
SAN-598 | Mop and Broom Holder | 555 | HWW | No
SCR-101 | Unbonded Wearing Slab – BOH and Plant Room Areas | 612 | HWW | No
SCR-102 | Unbonded Wearing Slab - BOH and Plant Room Areas | 612 | HWW | No
SCR-130 | Unbonded Wearing Slab - External and Roof Areas | 612 | HWW | No
SCR-201 | Levelling Screed - Slab Rectification | 612 | HWW | No
SCR-210 | Graded Screed - Wet Areas/ Bathrooms | 612 | HWW | No
SCR-211 | Bonded Screed - Concourse | 612 | HWW | No
SCR-212 | Unbonded Screed - Platform | 612 | HWW | No
SGN-101 | Wayfinding Signage | 581 | HWW | Yes |  | Facilities | SI | Signage
SGN-110 | Suspended Wayfinding Signage | 581 | HWW | Yes |  | Facilities | SI | Signage
SGN-120 | Wall Mounted Wayfinding Signage | 581 | HWW | Yes |  | Facilities | SI | Signage
SGN-130 | Tabbed Wayfinding Signage | 581 | HWW | Yes |  | Facilities | SI | Signage
SGN-140 | Integrated Wayfinding Signage | 581 | HWW | Yes |  | Facilities | SI | Signage
SGN-210 | Suspended Illuminated Wayfinding Signage | 581 | HWW | Yes |  | Facilities | SI | Signage
SGN-220 | Wall Mounted Illuminated Wayfinding Sign | 581 | HWW | Yes |  | Facilities | SI | Signage
SGN-230 | Tabbed Illuminated Wayfinding Sign | 581 | HWW | Yes |  | Facilities | SI | Signage
SGN-240 | Wall Integrated Illuminated Wayfinding Sign | 581 | HWW | Yes |  | Facilities | SI | Signage
SGN-310 | Suspended Digital PID | 581 | HWW | Yes |  | OCS | PU
SGN-320 | Wall Mounted Digital PID | 581 | HWW | Yes |  | OCS | PU | PIDs
SGN-330 | Wall Tabbed Digital PID | 581 | HWW | Yes |  | OCS | PU | PIDs
SGN-340 | Wall Integrated Digital PID | 581 | HWW | Yes |  | OCS | PU
SGN-350 | Portal Integrated Digital Smart Sign | 581 | HWW | Yes |  | Facilities | SI | Signage
SGN-401 | Wall Mounted Wayfinding Signage | 581 | HWW | Yes |  | Facilities | SI | Signage
SGN-410 | Door Mounted Wayfinding Signage | 581 | HWW | Yes |  | Facilities | SI | Signage
SGN-420 | Door Mounted (Fire Doors) Wayfinding Signage | 581 | HWW | Yes |  | Facilities | SI | Signage
SGN-510 | Wall Mounted Regulatory Signage | 581 | HWW | Yes |  | Facilities | SI | Signage
SGN-520 | Wall Integrated Regulatory Signage | 581 | HWW | Yes |  | Facilities | SI | Signage
SGN-530 | Door Mounted Regulatory Signage | 581 | HWW | Yes |  | Facilities | SI | Signage
SGN-540 | Door Mounted (Fire Door) Regulatory Signage | 581 | HWW | Yes |  | Facilities | SI | Signage
SGN-601 | Legible City Totem | Landscape Architect's Specification | HWW - Refer to Landscape Specification | Yes |  | Facilities | SI | Signage
SGN-620 | Legible City Fingerpost | Landscape Architect's Specification | HWW - Refer to Landscape Specification | Yes |  | Facilities | SI | Signage
SGN-630 | Station Identifier (Flagpost) | Landscape Architect's Specification | HWW - Refer to Landscape Specification | Yes |  | Facilities | SI | Signage
SGN-640 | Station Identifier (Tabbed) | Landscape Architect's Specification | HWW - Refer to Landscape Specification | Yes |  | Facilities | SI | Signage
SGN-701 | Retail Signage | 581 | HWW | Yes |  | Facilities | SI | Signage
SGN-730 | Tabbed Illuminated Retail Sign | 581 | HWW | Yes |  | Facilities | SI | Signage
SGN-810 | Suspended Statutory Signage | 581 | HWW | Yes |  | Facilities | SI | Signage
SGN-815 | Braille and Tactile Panel Fully Encapsulated | 581 | HWW | Yes |  | Facilities | SI | Signage
SGN-816 | Engraved Panel with Paint Filled Lettering | 581 | HWW | Yes |  | Facilities | SI | Signage
SGN-817 | Metal Panel with Vitreous Enamel | 581 | HWW | Yes |  | Facilities | SI | Signage
SGN-818 | Profile Cut Vinyl (Glazed Surfaces Only) | 581 | HWW | Yes |  | Facilities | SI | Signage
SGN-819 | Paint Applied Masked and Sprayed | 581 | HWW | Yes |  | Facilities | SI | Signage
SGN-820 | Statutory Wall Tabbed Signage | 581 | HWW | Yes |  | Facilities | SI | Signage
SGN-830 | Statutory Wall Integrated Signage | 581 | HWW | Yes |  | Facilities | SI | Signage
SGN-890 | Glazing Manifestation Film | 581 | HWW | No
SGN-891 | Glazing Film for Lifts | 581 | HWW | No
SKT-101 | 150mm Sesame Stone Skirting | 774 | HWW | No
SKT-102 | 150mm Sesame Stone Skirting | 774 | HWW | No
SKT-109 | Fed Square Stone Skirting | 774 | HWW | No
SKT-111 | Sesame Stone Skirting - Vertical | 774 | HWW | No
SKT-120 | 150mm Sesame Stone Skirting for Lighting Post | 774 | HWW | No
SKT-130 | 150mm Sesame Stone Skirting Recessed in Column | 774 | HWW | No
SKT-151 | 150mm Bluestone Skirting | 774 | HWW | No
SKT-160 | Bluestone Skirting - Sloped Floor | 774 | HWW | No
SKT-161 | Bluestone Skirting - Vertical | 774 | HWW | No
SKT-162 | Curved Bluestone Skirting | 774 | HWW | No
SKT-163 | Bluestone Skirting ‐ Vertical | 774 | HWW | No
SKT-170 | Bluestone Skirting to Match Existing - Degraves | 774 | HWW | No
SKT-171 | Stone Skirting to Match Existing - Campbell Arcade | 774 | HWW | No
SKT-201 | Coved Vinyl Skirting | 651 | HWW | No
SKT-210 | Flat Vinyl Skirting | 651 | HWW | No
SKT-211 | 100mm Coved Vinyl Skirting | 651 | HWW | No
SKT-220 | Coved Vinyl Skirting - La Trobe | 651 | HWW | No
SKT-401 | Tile Skirting - FOH | 631 | HWW | No
SKT-402 | Tile Skirting - BOH | 631 | HWW | No
SKT-510 | 150mm Skirting - Stainless Steel | 556 | HWW | No
SKT-511 | 300mm Skirting - Stainless Steel | 556 | HWW | No
SKT-601 | Precast Concrete Skirting | 556 | HWW | No
STA-101 | Precast Concrete Stair | Project Engineer's Specification | By Project Engineer | Yes | Numbered stair case (as a whole system)
STA-104 | Insitu Concrete Stair | Project Engineer's Specification | By Project Engineer | Yes | Numbered stair case
STA-105 | External Stair & Ramp | 774 | HWW | Yes | Numbered stair case
STA-201 | Metal Stairs with Concrete Infill | Project Engineer's Specification | By Project Engineer | Yes
STA-202 | Metal Stairs | Project Engineer's Specification | By Project Engineer | Yes
STA-206 | Metal Stair Tread | 552 | HWW | No
STA-207 | Concrete Stair Tread | Project Engineer's Specification | By Project Engineer | No
STR-101 | Concrete Column | Project Engineer's Specification | By Project Engineer | No | Numbered stair case (as a whole system)
STR-102 | Crypt Concrete Column with Branch Head - Type 01 | Project Engineer's Specification | By Project Engineer | No | Numbered stair case
STR-103 | Crypt Concrete Column with Branch Head - Type 02 | Project Engineer's Specification | By Project Engineer | No | Numbered stair case
STR-120 | Steel Column | Project Engineer's Specification | By Project Engineer | No
STR-126 | Stainless Steel Column | Project Engineer's Specification | By Project Engineer | No
STR-201 | Concrete Wall | Project Engineer's Specification | By Project Engineer | No
STR-301 | Concrete Floor/ Slab | Project Engineer's Specification | By Project Engineer | No
STR-350 | Precast Concrete Floor | Project Engineer's Specification | By Project Engineer | No
STR-360 | Primary Structure Wearing Slab | Project Engineer's Specification | By Project Engineer | No
STR-361 | Precast Ramp (Ard) | Project Engineer's Specification | By Project Engineer | No
STR-401 | Concrete Beam | Project Engineer's Specification | By Project Engineer | No
STR-410 | Precast Concrete Beam | Project Engineer's Specification | By Project Engineer | No
STR-420 | Steel Beam | Project Engineer's Specification | By Project Engineer | No
STR-421 | Steel Plates | Project Engineer's Specification | By Project Engineer | No
STR-422 | Stainless Steel Beam | Project Engineer's Specification | By Project Engineer | No
STR-423 | Steel Node | Project Engineer's Specification | By Project Engineer | No
STR-425 | Strut | Project Engineer's Specification | By Project Engineer | No
STR-441 | Painted Steel Frame to Lift Shaft | Project Engineer's Specification | By Project Engineer | No
STR-464 | Steel Bridge | Project Engineer's Specification | By Project Engineer | Yes
STR-470 | Timber Beam (Engineered) | Project Engineer's Specification | By Project Engineer | No
STR-501 | Concrete Bund/ Upstand | Project Engineer's Specification | By Project Engineer | No
STR-510 | Column Base Connection | Project Engineer's Specification | By Project Engineer | No
STR-511 | Equilateral Angle | Project Engineer's Specification | By Project Engineer | No
STR-601 | Precast Skylight (Ard) | Project Engineer's Specification | By Project Engineer | No
STR-602 | Precast Skylight (PKV) | 435 | HWW | No
STR-620 | Cable Brace/ Tie | Project Engineer's Specification | By Project Engineer | No
STR-621 | Stainless Steel Cable Brace | Project Engineer's Specification | By Project Engineer | No
STR-801 | Secondary Support Structure | Project Engineer's Specification | By Project Engineer | No
STR-802 | Stainless Steel Façade Support Beam (Portal) | Project Engineer's Specification | By Project Engineer | No
STR-810 | Ceiling Secondary Support Structure | Project Engineer's Specification | By Project Engineer | No
TRM-110 | Door Trim | 556 | HWW | No
TRM-160 | Brush Gasket | 556 | HWW | No
TRM-202 | External Picture Frame Trim | 556 | HWW | No
TRM-203 | External Steel Trim to Match EWS-610 | 556 | HWW | No
TRM-301 | Door Threshold Plate - Type 1 | 556 | HWW | No
TRM-302 | Transition Edge Threshold | 556 | HWW | No
TRM-303 | Door Threshold Plate - Type 2 | 556 | HWW | No
TRM-304 | Door Threshold Plate - Type 3 | 556 | HWW | No
TRM-310 | Door Water Bar Threshold | 556 | HWW | No
TRM-420 | Lift Architrave Trim - Metal | 556 | HWW | No
TRM-421 | Lift Curved Architrave Trim - Metal | 556 | HWW | No
TRM-461 | External Door Architrave - Mild Steel | 556 | HWW | No
TRM-501 | Precast Concrete Parapet | Project Engineer's Specification | By Project Engineer | No
TRM-502 | Precast Concrete Arch Base (Ard) | Project Engineer's Specification | By Project Engineer | No
WIN-101 | CSC - Ticket Window | 451 | HWW | No
WIN-102 | Integrated Glazed CSC - Ticket Window | 451 | HWW | No
WIN-110 | SCR/ ICR/ PSO FR Window | 451 | HWW | No
WIN-111 | Internal Office Window | 451 | HWW | No
WIN-112 | PSO Window | 451 | HWW | No
WIN-130 | Internal Window - Degraves | 451 | HWW | No
WIN-201 | External Retail Window | 451 | HWW | Yes
WIN-202 | External Retail Window Display Box | 451 | HWW | Yes
WPS-101 | Waterproofing System - Roof | 411 | HWW | No
WPS-102 | Waterproofing System - WCs | 412 | HWW | No
WPS-103 | Waterproofing System - PSD System | 412 | HWW | No
WPS-110 | Waterproofing Sealant (ARD ARCH) | 411 | HWW | No
WPS-120 | Precast Panel Joint Baffle | 435 | HWW | No

## SS'D AUD Codes 211026
|  |  | Asset tagged asset | MCo Requirements | MTM | MTM
CODE | ELEMENT TITLE | SPECIFICATION SECTION | MCo | MCo | EACR Class | Sub Class Code | Sub Class Description | Type Description
EDG-111 | Bluestone Edge - Flush - Type 01 | 779 | No | Even though this does not require a unique asset ID, details need to be provided on product data - make, model, quantity used across the project, warranty, locations, maintenance requirements etc. If there are more than one type/model of this item, how will this be captured and differentiated on drawings and in the model? | N/A | N/A | N/A | N/A
EDG-123 | Bluestone Edge - Flush - Type 13 | 779 | No | Even though this does not require a unique asset ID, details need to be provided on product data - make, model, quantity used across the project, warranty, locations, maintenance requirements etc. If there are more than one type/model of this item, how will this be captured and differentiated on drawings and in the model? | N/A | N/A | N/A | N/A
EDG-142 | Granite Edge - Flush - Type 02 | 779 | No | Even though this does not require a unique asset ID, details need to be provided on product data - make, model, quantity used across the project, warranty, locations, maintenance requirements etc. If there are more than one type/model of this item, how will this be captured and differentiated on drawings and in the model? | N/A | N/A | N/A | N/A
EDG-145 | Granite Edge - Flush - Type 05 | 779 | No | Even though this does not require a unique asset ID, details need to be provided on product data - make, model, quantity used across the project, warranty, locations, maintenance requirements etc. If there are more than one type/model of this item, how will this be captured and differentiated on drawings and in the model? | N/A | N/A | N/A | N/A
EDG-161 | Metal Edge - Type 01 | 779 | No | Even though this does not require a unique asset ID, details need to be provided on product data - make, model, quantity used across the project, warranty, locations, maintenance requirements etc. If there are more than one type/model of this item, how will this be captured and differentiated on drawings and in the model? | N/A | N/A | N/A | N/A
EDG-162 | Metal Edge - Type 02 | 779 | No | Even though this does not require a unique asset ID, details need to be provided on product data - make, model, quantity used across the project, warranty, locations, maintenance requirements etc. If there are more than one type/model of this item, how will this be captured and differentiated on drawings and in the model? | N/A | N/A | N/A | N/A
EDG-181 | Timber Edge - Type 01 | 779 | No | Even though this does not require a unique asset ID, details need to be provided on product data - make, model, quantity used across the project, warranty, locations, maintenance requirements etc. If there are more than one type/model of this item, how will this be captured and differentiated on drawings and in the model? | N/A | N/A | N/A | N/A
EMW-101 | Handrail - Single - Type 01 | 552 | No | Even though this does not require a unique asset ID, details need to be provided on product data - make, model, quantity used across the project, warranty, locations, maintenance requirements etc. If there are more than one type/model of this item, how will this be captured and differentiated on drawings and in the model? | N/A | N/A | N/A | N/A
EMW-105 | Handrail - Single - Type 05 | 552 | No | Even though this does not require a unique asset ID, details need to be provided on product data - make, model, quantity used across the project, warranty, locations, maintenance requirements etc. If there are more than one type/model of this item, how will this be captured and differentiated on drawings and in the model? | N/A | N/A | N/A | N/A
EMW-111 | Handrail - Double - Type 01 | 552 | No | Even though this does not require a unique asset ID, details need to be provided on product data - make, model, quantity used across the project, warranty, locations, maintenance requirements etc. If there are more than one type/model of this item, how will this be captured and differentiated on drawings and in the model? | N/A | N/A | N/A | N/A
EMW-121 | Kick Rail - Type 01 | 552 | No | Even though this does not require a unique asset ID, details need to be provided on product data - make, model, quantity used across the project, warranty, locations, maintenance requirements etc. If there are more than one type/model of this item, how will this be captured and differentiated on drawings and in the model? | N/A | N/A | N/A | N/A
EMW-122 | Kick Rail - Type 02 | 552 | No | Even though this does not require a unique asset ID, details need to be provided on product data - make, model, quantity used across the project, warranty, locations, maintenance requirements etc. If there are more than one type/model of this item, how will this be captured and differentiated on drawings and in the model? | N/A | N/A | N/A | N/A
FRN-105 | Bench - Steel - Type 05 | 761 | Yes |  | N/A | N/A | N/A | N/A
FRN-155 | Seat - Steel - Type 05 | 761 | Yes |  | N/A | N/A | N/A | N/A
FRN-311 | Bollard - Steel - Removable - Type 01 | 552 | Yes |  | N/A | N/A | N/A | N/A
FRN-321 | Bollard - Security Rated - Fixed - Type 01 | 552 | Yes |  | N/A | N/A | N/A | N/A
FRN-322 | Bollard - Security Rated - Fixed - Type 02 | 552 | Yes |  | N/A | N/A | N/A | N/A
FRN-323 | Bollard - Security Rated - Fixed - Type 03 | 552 | Yes |  | N/A | N/A | N/A | N/A
FRN-331 | Bollard - Security Rated - Removable - Type 01 | 552 | Yes |  | N/A | N/A | N/A | N/A
FRN-332 | Bollard - Security Rated - Removable - Type 02 | 552 | Yes |  | N/A | N/A | N/A | N/A
FRN-333 | Bollard - Security Rated - Removable - Type 03 | 552 | Yes |  | N/A | N/A | N/A | N/A
FRN-334 | Bollard - Security Rated - Removable - Type 04 | 552 | Yes |  | N/A | N/A | N/A | N/A
FRN-401 | Tree Grate and Guard - Type 01 | 761 | No | Even though this does not require a unique asset ID, details need to be provided on product data - make, model, quantity used across the project, warranty, locations, maintenance requirements etc. If there are more than one type/model of this item, how will this be captured and differentiated on drawings and in the model? | N/A | N/A | N/A | N/A
FRN-404 | Tree Grate and Guard - Type 04 | 761 | No | Even though this does not require a unique asset ID, details need to be provided on product data - make, model, quantity used across the project, warranty, locations, maintenance requirements etc. If there are more than one type/model of this item, how will this be captured and differentiated on drawings and in the model? | N/A | N/A | N/A | N/A
FRN-411 | Tree Grate | 761 | No | Even though this does not require a unique asset ID, details need to be provided on product data - make, model, quantity used across the project, warranty, locations, maintenance requirements etc. If there are more than one type/model of this item, how will this be captured and differentiated on drawings and in the model? | N/A | N/A | N/A | N/A
FRN-421 | Tree Surround - Type 01 | 774 | No | Even though this does not require a unique asset ID, details need to be provided on product data - make, model, quantity used across the project, warranty, locations, maintenance requirements etc. If there are more than one type/model of this item, how will this be captured and differentiated on drawings and in the model? | N/A | N/A | N/A | N/A
FRN-422 | Tree Surround - Type 02 | 774 | No | Even though this does not require a unique asset ID, details need to be provided on product data - make, model, quantity used across the project, warranty, locations, maintenance requirements etc. If there are more than one type/model of this item, how will this be captured and differentiated on drawings and in the model? | N/A | N/A | N/A | N/A
FRN-451 | Watering Ring | 761 | No | Even though this does not require a unique asset ID, details need to be provided on product data - make, model, quantity used across the project, warranty, locations, maintenance requirements etc. If there are more than one type/model of this item, how will this be captured and differentiated on drawings and in the model? | N/A | N/A | N/A | N/A
FRN-461 | Structural Cells | 761 | No | Even though this does not require a unique asset ID, details need to be provided on product data - make, model, quantity used across the project, warranty, locations, maintenance requirements etc. If there are more than one type/model of this item, how will this be captured and differentiated on drawings and in the model? | N/A | N/A | N/A | N/A
FRN-501 | Bin - General - Type 01 | 761 | No | Even though this does not require a unique asset ID, details need to be provided on product data - make, model, quantity used across the project, warranty, locations, maintenance requirements etc. If there are more than one type/model of this item, how will this be captured and differentiated on drawings and in the model? | N/A | N/A | N/A | N/A
FRN-502 | Bin - Recycle - Type 01 | 761 | No | Even though this does not require a unique asset ID, details need to be provided on product data - make, model, quantity used across the project, warranty, locations, maintenance requirements etc. If there are more than one type/model of this item, how will this be captured and differentiated on drawings and in the model? | N/A | N/A | N/A | N/A
FRN-521 | Bike Hoops - Type 01 | 761 | No | Even though this does not require a unique asset ID, details need to be provided on product data - make, model, quantity used across the project, warranty, locations, maintenance requirements etc. If there are more than one type/model of this item, how will this be captured and differentiated on drawings and in the model? | Facilities | BK | FC02020000 - Bike Hoops | Bike Facilities
FRN-544 | Drink Fountain - Type 04 | 761 | No | Even though this does not require a unique asset ID, details need to be provided on product data - make, model, quantity used across the project, warranty, locations, maintenance requirements etc. If there are more than one type/model of this item, how will this be captured and differentiated on drawings and in the model? | N/A | N/A | N/A | N/A
FRN-553 | Skate Deterrent Element - Type 03 | 761 | No | Even though this does not require a unique asset ID, details need to be provided on product data - make, model, quantity used across the project, warranty, locations, maintenance requirements etc. If there are more than one type/model of this item, how will this be captured and differentiated on drawings and in the model? | N/A | N/A | N/A | N/A
FRN-602 | Cabinet - Water Meter - Type 02 | 761 | Yes |  | N/A | N/A | N/A | N/A
FRN-610 | Cabinet - Gas | 761 | Yes |  | N/A | N/A | N/A | N/A
FRN-630 | Cabinet - DISPLAN - Type 01 | 761 | Yes |  | N/A | N/A | N/A | N/A
FRN-660 | Cabinet - Combined Utilities | 761 | Yes |  | N/A | N/A | N/A | N/A
LAN-101 | Hydroseed Grass on Grade | 758 | No | Even though this does not require a unique asset ID, details need to be provided on product data - make, model, quantity used across the project, warranty, locations, maintenance requirements etc. If there are more than one type/model of this item, how will this be captured and differentiated on drawings and in the model? | N/A | N/A | N/A | N/A
LAN-111 | Hydroseed Grass on Structure | 758 | No | Even though this does not require a unique asset ID, details need to be provided on product data - make, model, quantity used across the project, warranty, locations, maintenance requirements etc. If there are more than one type/model of this item, how will this be captured and differentiated on drawings and in the model? | N/A | N/A | N/A | N/A
LAN-201 | Garden Bed on Grade - Type 01 | 753 | No | Even though this does not require a unique asset ID, details need to be provided on product data - make, model, quantity used across the project, warranty, locations, maintenance requirements etc. If there are more than one type/model of this item, how will this be captured and differentiated on drawings and in the model? | N/A | N/A | N/A | N/A
LAN-211 | Garden Bed on Structure - Type 01 | 753 | No | Even though this does not require a unique asset ID, details need to be provided on product data - make, model, quantity used across the project, warranty, locations, maintenance requirements etc. If there are more than one type/model of this item, how will this be captured and differentiated on drawings and in the model? | N/A | N/A | N/A | N/A
LAN-501 | Proposed Tree | 753 | No | Even though this does not require a unique asset ID, details need to be provided on product data - make, model, quantity used across the project, warranty, locations, maintenance requirements etc. If there are more than one type/model of this item, how will this be captured and differentiated on drawings and in the model? | N/A | N/A | N/A | N/A
PAV-101 | Paving - Bluestone - Type 01 | 774 | No | Even though this does not require a unique asset ID, details need to be provided on product data - make, model, quantity used across the project, warranty, locations, maintenance requirements etc. If there are more than one type/model of this item, how will this be captured and differentiated on drawings and in the model? | N/A | N/A | N/A | N/A
PAV-122 | Paving - Granite - Type 02 | 774 | No | Even though this does not require a unique asset ID, details need to be provided on product data - make, model, quantity used across the project, warranty, locations, maintenance requirements etc. If there are more than one type/model of this item, how will this be captured and differentiated on drawings and in the model? | N/A | N/A | N/A | N/A
PAV-201 | Paving - Concrete - Insitu - Type 01 | 774 | No | Even though this does not require a unique asset ID, details need to be provided on product data - make, model, quantity used across the project, warranty, locations, maintenance requirements etc. If there are more than one type/model of this item, how will this be captured and differentiated on drawings and in the model? | N/A | N/A | N/A | N/A
PAV-204 | Paving - Concrete - Insitu - Type 04 | 774 | No | Even though this does not require a unique asset ID, details need to be provided on product data - make, model, quantity used across the project, warranty, locations, maintenance requirements etc. If there are more than one type/model of this item, how will this be captured and differentiated on drawings and in the model? | N/A | N/A | N/A | N/A
PAV-401 | Paving - Asphalt | Civil | No | Even though this does not require a unique asset ID, details need to be provided on product data - make, model, quantity used across the project, warranty, locations, maintenance requirements etc. If there are more than one type/model of this item, how will this be captured and differentiated on drawings and in the model? | N/A | N/A | N/A | N/A
PAV-701 | TGSI - Hazard - Stone - Type 01 | 774 | No | Even though this does not require a unique asset ID, details need to be provided on product data - make, model, quantity used across the project, warranty, locations, maintenance requirements etc. If there are more than one type/model of this item, how will this be captured and differentiated on drawings and in the model? | N/A | N/A | N/A | N/A
PAV-702 | TGSI - Hazard - Stone - Type 02 | 774 | No | Even though this does not require a unique asset ID, details need to be provided on product data - make, model, quantity used across the project, warranty, locations, maintenance requirements etc. If there are more than one type/model of this item, how will this be captured and differentiated on drawings and in the model? | N/A | N/A | N/A | N/A
PAV-711 | TGSI - Directional - Stone - Type 01 | 774 | No | Even though this does not require a unique asset ID, details need to be provided on product data - make, model, quantity used across the project, warranty, locations, maintenance requirements etc. If there are more than one type/model of this item, how will this be captured and differentiated on drawings and in the model? | N/A | N/A | N/A | N/A
PAV-712 | TGSI - Directional - Stone - Type 02 | 774 | No | Even though this does not require a unique asset ID, details need to be provided on product data - make, model, quantity used across the project, warranty, locations, maintenance requirements etc. If there are more than one type/model of this item, how will this be captured and differentiated on drawings and in the model? | N/A | N/A | N/A | N/A
STT-111 | Stairs - Granite - Type 01 | 774 | No | Even though this does not require a unique asset ID, details need to be provided on product data - make, model, quantity used across the project, warranty, locations, maintenance requirements etc. If there are more than one type/model of this item, how will this be captured and differentiated on drawings and in the model? | N/A | N/A | N/A | N/A
WAL-111 | Retaining Wall - Granite - Type 01 | 433 | No | Even though this does not require a unique asset ID, details need to be provided on product data - make, model, quantity used across the project, warranty, locations, maintenance requirements etc. If there are more than one type/model of this item, how will this be captured and differentiated on drawings and in the model? | N/A | N/A | N/A | N/A
WAL-114 | Retaining Wall - Granite - Type 04 | 433 | No | Even though this does not require a unique asset ID, details need to be provided on product data - make, model, quantity used across the project, warranty, locations, maintenance requirements etc. If there are more than one type/model of this item, how will this be captured and differentiated on drawings and in the model? | N/A | N/A | N/A | N/A
WAL-115 | Retaining Wall - Granite - Type 05 | 433 | No | Even though this does not require a unique asset ID, details need to be provided on product data - make, model, quantity used across the project, warranty, locations, maintenance requirements etc. If there are more than one type/model of this item, how will this be captured and differentiated on drawings and in the model? | N/A | N/A | N/A | N/A
WAL-301 | Terrace and Seating Wall - Brick | 433 | No | Even though this does not require a unique asset ID, details need to be provided on product data - make, model, quantity used across the project, warranty, locations, maintenance requirements etc. If there are more than one type/model of this item, how will this be captured and differentiated on drawings and in the model? | N/A | N/A | N/A | N/A