## Data Classes
Discipline | CYP Acronym | Equipment Description | MM_System | D&C Responsible Party | Ellipise Equipment Class (TBC by MTM) | Maintained By | Comments | Uniclass Section Code | Uniclass Section Description | Uniclass Object Code | Uniclass Object Description | Satisfactory Classification | NBS Update | Asset Tagging Strategy Document | Status
Earthing | ASA | Antenna Surge Arrestor |  |  |  |  | This has been superseded by LAR (Lightning Arrestor) | Pr_65_70_46 | Lightning protection and earthing components | Pr_65_70_46_30 | Earthing conductors | Y | N |  | Deleted
Earthing | CPB | Cross Passage Earth Bar |  |  |  |  | Modified to XPEB | Pr_65_70_46 | Lightning protection and earthing components | Pr_65_70_46_24 | Earth bars | Y | N |  | Deleted
Earthing | EBR | Earth Bar |  |  |  |  | Modified to EEB. | Pr_65_70_46 | Lightning protection and earthing components | Pr_65_70_46_24 | Earth bars | Y | N |  | Deleted
Earthing | HVE | HV Room Main Earth Bar |  |  |  |  | Modified to HEB | Pr_65_70_46 | Lightning protection and earthing components | Pr_65_70_46_24 | Earth bars | Y | N |  | Deleted
Earthing | LVE | Low Voltage Room Earth Bar |  |  |  |  | Modified to LEB | Pr_65_70_46 | Lightning protection and earthing components | Pr_65_70_46_24 | Earth bars | Y | N |  | Deleted
Earthing | LVN | Low Voltage Room Neutral Bar |  |  |  |  | Modified to LNB | Pr_65_70_46 | Lightning protection and earthing components | Pr_65_70_46_24 | Earth bars | Y | N |  | Deleted
Earthing | REC | Rail Earthing Conductor |  | CYP | SE | Returned - RTO | 16/04/18 - MTM to confirm updated Ellipise equipment class. All earth bars to be classed as SE from meeting. 01/05/18 - This has been superseded by RER due to MMRA request to keep all equipment acronyms to a consistent length (3 characters) | Pr_65_70_46 | Lightning protection and earthing components | Pr_65_70_46_30 | Earthing conductors | Y | N | rev A | Deleted
Earthing | XPEB | Cross Passage Earth Bar |  | CYP | SE | Maintained - CYP | 16/04/18 - MTM to confirm updated Ellipise equipment class. All earth bars to be classed as SE from meeting. 01/05/2018 - This has been superseded by XEB due to MMRA request to keep all equipment acronyms to a consistent length (3 characters) | Pr_65_70_46 | Lightning protection and earthing components | Pr_65_70_46_24 | Earth bars | Y | N | rev A | Deleted
Electrical (Common) | CLR | Cable Ladder |  |  | OE |  |  | Pr_65_70_11 | Cable management | Pr_65_70_11_14 | Cable ladders | Y | N |  | Deleted
Electrical (Common) | CTY | Cable Tray |  | CYP | NA | Maintained - CYP | 16/04/18 - Ellipise equipment class updated as per meeting with MTM 18/03/19 - Deleted by Electrical, not required | Pr_65_70_11 | Cable management | Pr_65_70_11_17 | Cable trays | Y | N | rev A | Deleted
Electrical (Common) | FCB | Fire Rated Cable Basket |  | CYP | NA | Maintained - CYP | 16/04/18 - Ellipise equipment class updated as per meeting with MTM 18/03/19 - Deleted by Electrical, not required 08/04/19 - Superseded by FBT | Pr_65_70_11 | Cable management | Pr_65_70_11_12 | Cable baskets | Y | N | rev A | Deleted
Electrical (Common) | TRX | Transformer |  |  | TF |  | The tag is too broad to assign a Object Code | Pr_60_70_36 | High voltage switchgear and transformers | NA |  | Y | N |  | Deleted
Electrical (Common) | UCT | UPVC Conduit |  | CYP | NA | Maintained - CYP | 16/04/18 - Ellipise equipment class updated as per meeting with MTM 09/08/18 - Superseded by UTX | Pr_65_70_11 | Cable management | Pr_65_70_11_71 | Rigid Conduit | Y | N | rev A | Deleted
Electrical HV | ACS | Automatic Change-over Switch |  |  |  |  | Only for LV. This has been modified to ATS. | Pr_60_70_36 | High voltage switchgear and transformers | Pr_60_70_36_82 | High voltage switches | Y | N |  | Deleted
Electrical HV | DNBD | DC Negative Bus Duct |  |  | RF |  | Not required. Only DC cables, no bus duct | Pr_60_70_36 | High voltage switchgear and transformers | NA |  | N | Y |  | Deleted
Electrical HV | DPBD | DC Positive Bus Duct |  |  | RF |  | Not required. Only DC cables, no bus duct | Pr_60_70_36 | High voltage switchgear and transformers | NA |  | N | Y |  | Deleted
Electrical HV | HIS | High Voltage Isolator, Incomer |  |  |  |  | Modified description to remove "Incomer" | Pr_60_70_36 | High voltage switchgear and transformers | Pr_60_70_36_22 | High voltage disconnectors | Y | N |  | Deleted
Electrical HV | HVCB | High Voltage Circuit Breaker |  | CYP | AB | Maintained - CYP | 16/04/18 - Ellipise equipment class updated as per meeting with MTM. 01/05/18 - This has been superseded by HCB due to MMRA request to keep all equipment acronyms to a consistent length (3 characters) | Pr_60_70_36 | High voltage switchgear and transformers | Pr_60_70_36_94 | High voltage vacuum circuit breaker panels | Y | N | rev A | Deleted
Electrical HV | HVD | High Voltage Disconnector |  |  |  |  | Not required. This is the same thing as HIS | Pr_60_70_36 | High voltage switchgear and transformers | Pr_60_70_36_22 | High voltage disconnectors | Y | N |  | Deleted
Electrical HV | PTH | High Voltage Electrical Pit |  |  |  |  | This has been superseded by HEP. | Pr_65_72_97 | Wiring accessories | Pr_65_72_97_83 | Surface and concealed wiring enclosures | Y | N |  | Deleted
Electrical LV | BEML | BOH Emergency Light |  | CYP | EM | Maintained - CYP | Additional Uniclass Object Code to be added 01/05/18 - This has been superseded by BEM due to MMRA request to keep all equipment acronyms to a consistent length (3 characters) | Pr_70_70_48 | Luminaires, lighting track and lighting accessories | NA |  | N | Y | rev A | Deleted
Electrical LV | BGPO | BOH General Purpose Outlet |  | CYP | NA | Maintained - CYP | 16/04/18 - Ellipise equipment class updated as per meeting with MTM 01/05/18 - This has been superseded by BGO due to MMRA request to keep all equipment acronyms to a consistent length (3 characters) | Pr_65_72_97 | Wiring accessories | Pr_65_72_97_84 | Standard socket outlets | Y | N | rev A | Deleted
Electrical LV | BRSL | Blue Rail Signal Light |  | CYP/RSA | NA | Returned - RTO | Additional Uniclass Object Code to be added 16/04/18 - MTM to confirm updated Ellipise equipment class. 01/05/18 - This has been superseded by BSL due to MMRA request to keep all equipment acronyms to a consistent length (3 characters) | Pr_70_70_48 | Luminaires, lighting track and lighting accessories | NA |  | N | Y | rev A | Deleted
Electrical LV | CTTS | Closed Transition Transfer Switch |  | CYP | SB | Maintained - CYP | 16/04/18 - Ellipise equipment class updated as per meeting with MTM 01/05/18 - This has been superseded by CTS due to MMRA request to keep all equipment acronyms to a consistent length (3 characters) | Pr_60_70_48 | Low voltage switchgear | Pr_60_70_48_11 | Changeover switches | Y | N | rev A | Deleted
Electrical LV | DB | Distribution Board |  |  | OE |  | This has been superseded by NDB. | Pr_60_70_22 | Distribution boxes and switchboards | Pr_60_70_22_22 | Distribution boards | Y | N |  | Deleted
Electrical LV | DLL | Door Location Light |  |  |  |  | This has been superseded by one of the new lighting categories (SSL, FEML or BEML). | Pr_70_70_48 | Luminaires, lighting track and lighting accessories | NA |  | Y | N |  | Deleted
Electrical LV | DNL | Downlight |  |  |  |  | This has been superseded by one of the new lighting categories (FBFL,FCFL,FBAL,FCAL). | Pr_70_70_48 | Luminaires, lighting track and lighting accessories | Pr_70_70_48_24 | Downlights | Y | N |  | Deleted
Electrical LV | DXE | Directional Exit Sign |  |  |  |  | This has been superseded by DXS. Assume this is a dynamic wayfinding signage. | Pr_40_10_27 | Electrical services signs | Pr_40_10_27_28 | Externally illuminated emergency exit signs | Y | N |  | Deleted
Electrical LV | EBUD | Essential Bus Duct |  | CYP | NA | Maintained - CYP | 16/04/18 - Ellipise equipment class updated as per meeting with MTM 01/05/18 - This has been superseded by ESB due to MMRA request to keep all equipment acronyms to a consistent length (3 characters) | Pr_60_70_48 | Low voltage switchgear | Pr_60_70_48_66 | Power busbar trunking | Y | N | rev A | Deleted
Electrical LV | EDB | Essential Dist Board (Substation) |  |  |  |  | This has been superseded by ESDB. | Pr_60_70_22 | Distribution boxes and switchboards | Pr_60_70_22_22 | Distribution boards | y | N |  | Deleted
Electrical LV | EEC | Emergency Equipment Cabinet |  |  |  |  | Not required. Do not know what this item is | Pr_80_77_28 | Equipment enclosures, cabinets, boxes and housings | NA |  | Y | N |  | Deleted
Electrical LV | ELB | Emergency Lighting Board |  |  | EB |  | This has been superseded by EMDB. Acronym and description have been modified | Pr_60_70_22 | Distribution boxes and switchboards | Pr_60_70_22_22 | Distribution boards | Y | N |  | Deleted
Electrical LV | EMDB | Emergency Lighting Distribution Board |  | CYP | EM | Maintained - CYP | 16/04/18 - Ellipise equipment class updated as per meeting with MTM 01/05/18 - This has been superseded by ELD due to MMRA request to keep all equipment acronyms to a consistent length (3 characters) | Pr_60_70_22 | Distribution boxes and switchboards | Pr_60_70_22_22 | Distribution boards | Y | N | rev A | Deleted
Electrical LV | EML | Station Emergency Light |  |  |  |  | This has been superseded by one of the new lighting categories (FEML or BEML). | Pr_70_70_48 | Luminaires, lighting track and lighting accessories | NA |  | Y | N |  | Deleted
Electrical LV | ESS | Essential Distribution Board (CP) |  |  | OE |  | This has been superseded by EDB. | Pr_60_70_22 | Distribution boxes and switchboards | Pr_60_70_22_22 | Distribution boards | Y | N |  | Deleted
Electrical LV | EXL | Emergency Exit Light |  |  |  |  | This has been superseded by one of the new lighting categories (FEML or BEML). | Pr_40_10_27 | Electrical services signs | Pr_40_10_27_28 | Externally illuminated emergency exit signs | Y | N |  | Deleted
Electrical LV | FBAL | FOH Architectural Light (Box Station) |  | CYP | NA | Maintained - CYP | Additional Uniclass Object Code to be added 16/04/18 - Ellipise equipment class updated as per meeting with MTM 01/05/18 - This has been superseded by BAL due to MMRA request to keep all equipment acronyms to a consistent length (3 characters) | Pr_70_70_48 | Luminaires, lighting track and lighting accessories | NA |  | N | Y | rev A | Deleted
Electrical LV | FBFL | FOH Feature Light (Box Station) |  | CYP | NA | Maintained - CYP | Additional Uniclass Object Code to be added 16/04/18 - Ellipise equipment class updated as per meeting with MTM 01/05/18 - This has been superseded by BFL due to MMRA request to keep all equipment acronyms to a consistent length (3 characters) | Pr_70_70_48 | Luminaires, lighting track and lighting accessories | NA |  | N | Y | rev A | Deleted
Electrical LV | FCAL | FOH Architectural Light (Cabin) |  | CYP | NA | Maintained - CYP | Additional Uniclass Object Code to be added 16/04/18 - Ellipise equipment class updated as per meeting with MTM 01/05/18 - This has been superseded by CAL due to MMRA request to keep all equipment acronyms to a consistent length (3 characters) | Pr_70_70_48 | Luminaires, lighting track and lighting accessories | NA |  | N | Y | rev A | Deleted
Electrical LV | FCFL | FOH Feature Light (Cabins) |  | CYP | NA | Maintained - CYP | Additional Uniclass Object Code to be added 16/04/18 - Ellipise equipment class updated as per meeting with MTM 01/05/18 - This has been superseded by CFL due to MMRA request to keep all equipment acronyms to a consistent length (3 characters) | Pr_70_70_48 | Luminaires, lighting track and lighting accessories | NA |  | N | Y | rev A | Deleted
Electrical LV | FEML | FOH Emergency Light |  | CYP | NA | Maintained - CYP | Additional Uniclass Object Code to be added 16/04/18 - Ellipise equipment class updated as per meeting with MTM 01/05/18 - This has been superseded by FEM due to MMRA request to keep all equipment acronyms to a consistent length (3 characters) | Pr_70_70_48 | Luminaires, lighting track and lighting accessories | NA |  | N | Y | rev A | Deleted
Electrical LV | FGPO | FOH General Purpose Outlet |  | CYP | NA | Maintained - CYP | 16/04/18 - Ellipise equipment class updated as per meeting with MTM 01/05/18 - This has been superseded by FGO due to MMRA request to keep all equipment acronyms to a consistent length (3 characters) | Pr_65_72_97 | Wiring accessories | Pr_65_72_97_84 | Standard socket outlets | Y | N | rev A | Deleted
Electrical LV | GLG | General Light |  |  |  |  | This has been superseded by one of the lighting categories (BHL or TGEL). | Pr_70_70_48 | Luminaires, lighting track and lighting accessories | NA |  | Y | N |  | Deleted
Electrical LV | GPO | General Purpose Outlet |  |  | OE |  |  | Pr_65_72_97 | Wiring accessories | Pr_65_72_97_84 | Standard socket outlets | Y | N |  | Deleted
Electrical LV | HCDB | HVAC DB |  | CYP | SB | Maintained - CYP | 16/04/18 - Ellipise equipment class updated as per meeting with MTM 01/05/18 - This has been superseded by HDB due to MMRA request to keep all equipment acronyms to a consistent length (3 characters) | Pr_60_70_22 | Distribution boxes and switchboards | Pr_60_70_22_22 | Distribution boards | Y | N | rev A | Deleted
Electrical LV | LBUD | Low Voltage Bus Duct |  | CYP | NA | Maintained - CYP | 16/04/18 - Ellipise equipment class updated as per meeting with MTM 01/05/18 - This has been superseded by LVB due to MMRA request to keep all equipment acronyms to a consistent length (3 characters) | Pr_60_70_48 | Low voltage switchgear | Pr_60_70_48_66 | Power busbar trunking | Y | N | rev A | Deleted
Electrical LV | LGPO | FOH Lockable General Purpose Outlet |  | CYP | NA | Maintained - CYP | 16/04/18 - Ellipise equipment class updated as per meeting with MTM 01/05/18 - This has been superseded by LGO due to MMRA request to keep all equipment acronyms to a consistent length (3 characters) | Pr_65_72_97 | Wiring accessories | Pr_65_72_97_82 | Specialist socket outlets | Y | N | rev A | Deleted
Electrical LV | LLL | Low Level Luminaire |  |  |  |  | This has been superseded by one of the new lighting categories (FBFL,FCFL,FBAL,FCAL,BHL or ADL). | Pr_70_70_48 | Luminaires, lighting track and lighting accessories | Pr_70_70_48_35 | Ground mounted luminaires | Y | N |  | Deleted
Electrical LV | LVS | Low Voltage Switchboard |  |  |  |  | This has been superseded by MSB. This matches concept drawings | Pr_60_70_48 | Low voltage switchgear | NA |  | Y | N |  | Deleted
Electrical LV | MBS | Maintenance Bypass Switch (UPS system) | [5 empty] | Pr_60_70_64 | Power conditioning supply equipment | Pr_60_70_64_93 | Uninterruptible power supply (UPS) units | Y | N |  | Deleted
Electrical LV | MCCB | Moulded Case Circuit Breaker |  | CYP | SB | Maintained - CYP | 16/04/18 - Ellipise equipment class updated as per meeting with MTM 01/05/18 - This has been superseded by MCQ due to MMRA request to keep all equipment acronyms to a consistent length (3 characters) | Pr_65_72_27 | Electrical protective devices | Pr_65_72_27_53 | Moulded case circuit breakers | Y | N | rev A | Deleted
Electrical LV | MCS | Motor Control Switchboard for 660VAC |  |  |  |  | Modified description to 400V | Pr_75_51_52 | Motor starters, variable frequency drives and contactors | Pr_75_51_52_02 | Alternating current (a.c.) semiconductor motor controllers and starters | Y | N |  | Deleted
Electrical LV | MLD | Main UPS Lighting Distribution Board |  | CYP | UP | Maintained - CYP | 16/04/18 - Ellipise equipment class updated as per meeting with MTM 01/05/18 - Comment on the 16/04/18 is carried over to updated tag due to MMRA's request to maintain all equipment acronyms to a consistent length (3 characters). 26/02/19 - Deleted and replaced by ULD | Pr_60_70_22 | Distribution boxes and switchboards | Pr_60_70_22_22 | Distribution boards | Y | N |  | Deleted
Electrical LV | MLDB | Main UPS Lighting Distribution Board |  | CYP | UP | Maintained - CYP | 16/04/18 - Ellipise equipment class updated as per meeting with MTM 01/05/18 - This has been superseded by MLD due to MMRA request to keep all equipment acronyms to a consistent length (3 characters) | Pr_60_70_22 | Distribution boxes and switchboards | Pr_60_70_22_22 | Distribution boards | Y | N | rev A | Deleted
Electrical LV | MQF | LV Voltage Circuit breaker, 660V, feeder |  |  |  |  | Not required. LV is 400V and this covered by LQF. | Pr_65_72_27 | Electrical protective devices | Pr_65_72_27_02 | Air circuit breakers | Y | N |  | Deleted
Electrical LV | MQI | LV Circuit breaker, 660V, incomer |  |  |  |  | Not required. LV is 400V and this covered by LQI. | Pr_65_72_27 | Electrical protective devices | Pr_65_72_27_02 | Air circuit breakers | Y | N |  | Deleted
Electrical LV | MSB | Low Voltage Switchboard |  | CYP | SB | Maintained - CYP | Maintain Section Code. No Object Code required 01/05/18 - This has been superseded by LSB due to MMRA request to keep all equipment acronyms to a consistent length (3 characters) | Pr_60_70_48 | Low voltage switchgear | NA |  | Y | N | rev A | Deleted
Electrical LV | MSB | Mechanical Services Switchboard |  | CYP | SB | Maintained - CYP | 01/05/18 - Added due to MMRA's request to maintain all equipment acronyms to a consistent length (3 characters). 21/03/19 - Deleted and replaced by Main Switchboard | Pr_60_70_22 | Distribution boxes and switchboards | Pr_60_70_22_22 | Distribution boards | Y | N |  | Deleted
Electrical LV | MSSB | Mechanical Services Switchboard |  | CYP | SB | Maintained - CYP | 01/05/18 - This has been superseded by MSB due to MMRA request to keep all equipment acronyms to a consistent length (3 characters) | Pr_60_70_22 | Distribution boxes and switchboards | Pr_60_70_22_22 | Distribution boards | Y | N | rev A | Deleted
Electrical LV | MVDB | MVAC DB |  | CYP | SB | Maintained - CYP | 16/04/18 - Ellipise equipment class updated as per meeting with MTM 01/05/18 - This has been superseded by MAD due to MMRA request to keep all equipment acronyms to a consistent length (3 characters) | Pr_60_70_22 | Distribution boxes and switchboards | Pr_60_70_22_22 | Distribution boards | Y | N | rev A | Deleted
Electrical LV | NBUD | Non-Essential Bus Duct |  | CYP | NA | Maintained - CYP | 16/04/18 - Ellipise equipment class updated as per meeting with MTM 01/05/18 - This has been superseded by NEB due to MMRA request to keep all equipment acronyms to a consistent length (3 characters) | Pr_60_70_48 | Low voltage switchgear | Pr_60_70_48_66 | Power busbar trunking | Y | N | rev A | Deleted
Electrical LV | NDB | Non-Essential Distribution Board (SS) |  |  |  |  | Modified description to remove "(SS)" | Pr_60_70_22 | Distribution boxes and switchboards | Pr_60_70_22_22 | Distribution boards | Y | N |  | Deleted
Electrical LV | NES | Non-Essential Distribution Board (CP) |  |  | OE |  | This has been superseded by NEDB. | Pr_60_70_22 | Distribution boxes and switchboards | Pr_60_70_22_22 | Distribution boards | Y | N |  | Deleted
Electrical LV | PBD | Multi-Gang Power Outlets |  |  |  |  | This has been superseded by MPO. | Pr_65_72_97 | Wiring accessories | Pr_65_72_97_52 | Multi-gang power outlets | Y | N |  | Deleted
Electrical LV | POS | Surface LV Pole or Supply point |  |  |  |  | This has been superseded by one of the new DB categories (DB,MDB or MSSB) | Pr_60_70_22 | Distribution boxes and switchboards | Pr_60_70_22_22 | Distribution boards | Y | N |  | Deleted
Electrical LV | PTL | Low Voltage Electrical Pit |  |  |  |  | This has been superseded by LEP. | Pr_65_72_97 | Wiring accessories | Pr_65_72_97_83 | Surface and concealed wiring enclosures | Y | N |  | Deleted
Electrical LV | SBUD | Safety Services Bus Duct |  | CYP | NA | Maintained - CYP | 16/04/18 - Ellipise equipment class updated as per meeting with MTM 01/05/18 - This has been superseded by SSB due to MMRA request to keep all equipment acronyms to a consistent length (3 characters) | Pr_60_70_48 | Low voltage switchgear | Pr_60_70_48_66 | Power busbar trunking | Y | N | rev A | Deleted
Electrical LV | SLG | Surface Lighting |  |  |  |  | This has been superseded by one of the new lighting categories (FBFL,FCFL,APL,BPL,CPL or ADL). | Pr_70_70_48 | Luminaires, lighting track and lighting accessories | Pr_70_70_48_85 | Surface luminaires | Y | N |  | Deleted
Electrical LV | SSL | Low Level Exit Static Reflective Sign |  |  |  |  | This has been superseded by DXS. | Pr_40_10_77 | Signs and markers | Pr_40_10_77_24 | Directory signs | Y | N |  | Deleted
Electrical LV | SYNC | Synchronous Transfer Switch |  | CYP | NA | Maintained - CYP | 16/04/18 - Ellipise equipment class updated as per meeting with MTM 01/05/18 - This has been superseded by SRS due to MMRA request to keep all equipment acronyms to a consistent length (3 characters) | Pr_60_70_48 | Low voltage switchgear | Pr_60_70_48_11 | Changeover switches | Y | N | rev A | Deleted
Electrical LV | TDB | Tunnel Lighting Distribution Board |  | CYP | SB | Returned - RTO | 01/05/18 - Newly added equipment. MTM to confirm allocated Ellipise equipment class 11/07/18 - Description updated | Pr_60_70_22 | Distribution boxes and switchboards | Pr_60_70_22_22 | Distribution boards | Y | N |  | Deleted
Electrical LV | TEML | Tunnel Emergency Light |  | CYP | EM | Returned - RTO | Additional Uniclass Object Code to be added 01/05/18 - This has been superseded by TEL due to MMRA request to keep all equipment acronyms to a consistent length (3 characters) | Pr_70_70_48 | Luminaires, lighting track and lighting accessories | NA |  | N | Y | rev A | Deleted
Electrical LV | TGEL | Tunnel General Light |  | CYP | NA | Returned - RTO | Additional Uniclass Object Code to be added 16/04/18 - Ellipise equipment class updated as per meeting with MTM 01/05/18 - This has been superseded by TGL due to MMRA request to keep all equipment acronyms to a consistent length (3 characters) | Pr_70_70_48 | Luminaires, lighting track and lighting accessories | NA |  | N | Y | rev A | Deleted
Electrical LV | TLG | Tunnel Luminaire |  |  |  |  | This has been superseded by TGEL and TEML. | Pr_70_70_48 | Luminaires, lighting track and lighting accessories | NA |  | Y | N |  | Deleted
Electrical LV | UDB | UPS Distribution Board (Substation) |  |  |  |  | Not required. UPS tag maintained to cover UPS distribution. | Pr_60_70_64 | Power conditioning supply equipment | Pr_60_70_64_93 | Uninterruptible power supply (UPS) units | Y | N |  | Deleted
Electrical LV | WFL | Way Finding Light |  |  |  |  | This has been superseded by DXS. | Pr_70_70_48 | Luminaires, lighting track and lighting accessories | Pr_70_70_48_27 | Electrical low mounted way-guidance lighting modules | Y | N |  | Deleted
Electrical LV | WRSL | White Rail Signal Light |  | CYP/RSA | OE | Returned - RTO | Additional Uniclass Object Code to be added 16/04/18 - Removed as per meeting with MTM | Pr_70_70_48 | Luminaires, lighting track and lighting accessories | NA |  | N | Y | rev A | Deleted
Electrical LV | XEML | Cross Passage Emergency Light |  | CYP | EM | Returned - RTO | Additional Uniclass Object Code to be added 01/05/18 - This has been superseded by XEL due to MMRA request to keep all equipment acronyms to a consistent length (3 characters) | Pr_70_70_48 | Luminaires, lighting track and lighting accessories | NA |  | N | Y | rev A | Deleted
Electrical Traction | DCB | DC Traction 48V Batteries |  | CYP | SE | Returned - RTO | 16/04/18 - Ellipise equipment class updated as per meeting with MTM 01/05/18 - This has been superseded by DBS due to MMRA request to keep all equipment acronyms to a consistent length (3 characters) | Pr_60_70_06 | Batteries and chargers | Pr_60_70_06_71 | Rechargeable dry cell battery chargers | Y | N | rev A | Deleted
Electrical Traction | DCBC | DC Traction Battery Charger |  | CYP | SE | Returned - RTO | 16/04/18 - Ellipise equipment class updated as per meeting with MTM 01/05/18 - This has been superseded by DBC due to MMRA request to keep all equipment acronyms to a consistent length (3 characters) | Pr_60_70_06 | Batteries and chargers | Pr_60_70_06_71 | Rechargeable dry cell battery chargers | Y | N | rev A | Deleted
Electrical Traction | DCBT | DC Traction Bus Tie |  | CYP | DB | Returned - RTO | 16/04/18 - Ellipise equipment class updated as per meeting with MTM 01/05/18 - This has been superseded by DBT due to MMRA request to keep all equipment acronyms to a consistent length (3 characters) | Pr_60_70_36 | High voltage switchgear and transformers | Pr_60_70_36_82 | High voltage switches | Y | N | rev A | Deleted
Electrical Traction | DCCB | DC Circuit Breaker |  | CYP | DB | Returned - RTO | Additional Uniclass Object Code to be added 16/04/18 - Ellipise equipment class updated as per meeting with MTM 01/05/18 - This has been superseded by DCB due to MMRA request to keep all equipment acronyms to a consistent length (3 characters) | Pr_60_70_36 | High voltage switchgear and transformers | NA |  | N | Y | rev A | Deleted
Electrical Traction | DCCP | DC Traction Rectifier Control Panel |  | CYP | PG | Returned - RTO | 16/04/18 - Ellipise equipment class updated as per meeting with MTM 01/05/18 - This has been superseded by DCP due to MMRA request to keep all equipment acronyms to a consistent length (3 characters) | Pr_75_50_18 | Controllers and control panels | Pr_75_50_18_17 | Control panels | Y | N | rev A | Deleted
Electrical Traction | DCES | DC Traction Earth Switch |  | CYP | DB | Returned - RTO | 16/04/18 - Ellipise equipment class updated as per meeting with MTM 01/05/18 - This has been superseded by DES due to MMRA request to keep all equipment acronyms to a consistent length (3 characters) | Pr_60_70_36 | High voltage switchgear and transformers | Pr_60_70_36_26 | High voltage earthing switches | Y | N | rev A | Deleted
Electrical Traction | DCIS | DC Traction Isolator |  | CYP | DB | Returned - RTO | 16/04/18 - Ellipise equipment class updated as per meeting with MTM 01/05/18 - This has been superseded by DIS due to MMRA request to keep all equipment acronyms to a consistent length (3 characters) | Pr_60_70_36 | High voltage switchgear and transformers | Pr_60_70_36_80 | High voltage switch-disconnectors | Y | N | rev A | Deleted
Electrical Traction | DCP | DC Traction Protection Panel |  | CYP | PG | Returned - RTO | 16/04/18 - Ellipise equipment class updated as per meeting with MTM 01/05/18 - This has been superseded by DPP due to MMRA request to keep all equipment acronyms to a consistent length (3 characters) | Pr_60_70_36 | High voltage switchgear and transformers | Pr_60_70_36_83 | High voltage switchgear protection and control modules | Y | N | rev A | Deleted
Electrical Traction | ROC | Rigid Overhead Conductor Bar |  | CYP | NA | Returned - RTO | 16/04/18 - MTM to confirm updated Ellipise equipment class. 01/05/18 - Comment on the 16/04/18 is carried over to updated tag due to MMRA's request to maintain all equipment acronyms to a consistent length (3 characters). | Pr_20_76_70 | Rail track and ancillaries | Pr_20_76_70_15 | Conductor rails | Y | N |  | Deleted
Electrical Traction | ROCB | Rigid Overhead Conductor Bar |  | CYP | NA | Returned - RTO | 16/04/18 - MTM to confirm updated Ellipise equipment class. 01/05/18 - This has been superseded by ROC due to MMRA request to keep all equipment acronyms to a consistent length (3 characters) | Pr_20_76_70 | Rail track and ancillaries | Pr_20_76_70_15 | Conductor rails | Y | N | rev A | Deleted
Fire | DGV | Deluge Valve |  |  | FE |  |  | Pr_65_54_30 | Fire fighting valves and devices | Pr_65_54_30_22 | Deluge valves | Y | N |  | Deleted
Fire | DIV | Deluge Isolation Valve |  |  | FE |  |  | Pr_65_54_30 | Fire fighting valves and devices | Pr_65_54_30_22 | Deluge valves | Y | N |  | Deleted
Fire | DMN | Deluge Manifold |  |  | FE |  |  | Pr_65_54_30 | Fire fighting valves and devices | Pr_65_54_30_22 | Deluge valves | Y | N |  | Deleted
Fire | DMV | Deluge Manifold Isolation Valve |  |  | FE |  |  | Pr_65_54_30 | Fire fighting valves and devices | Pr_65_54_30_22 | Deluge valves | Y | N |  | Deleted
Fire | DSP | Dual Suction Point |  | CYP | FE | Maintained - CYP | 18/03/19 - Deleted by Electrical. Confirmed by Fire. Superseded by Decline Sump Pump | Pr_65_53_86 | Supply and exhaust pumps | Pr_65_53_86_86 | Suction pumps | Y | N | rev A | Deleted
Fire | EDP | Electric Deluge (Fire) Pump |  |  | FE |  | Additional Uniclass Object Code to be added | Pr_65_53_96 | Water supply pumps | NA |  | N | Y |  | Deleted
Fire | FPRV | Fire - Pressure Reducing Valve |  | CYP | FE | Maintained - CYP | 01/05/18 - This has been superseded by FPR due to MMRA request to keep all equipment acronyms to a consistent length (3 characters) | Pr_65_54_95 | Water services valves | Pr_65_54_95_65 | Pressure relief valves | Y | N | rev A | Deleted
Fire | HRL | Hose Reel |  | CYP | FE | Returned - RTO | 02/07/18 - This has been superseded by FHR | Pr_65_52_38 | Hoses, hose reels and ancillaries | Pr_65_52_38_95 | Water hose reels | Y | N | rev A | Deleted
Fire | MFCP | Main Fire Control Panel |  | CYP | FE | Returned - RTO | Discipline updated to Fire from I&C 01/05/18 - This has been superseded by FCP due to MMRA request to keep all equipment acronyms to a consistent length (3 characters) | Pr_75_75_30 | Fire alarm detection devices and control equipment | Pr_75_75_30_29 | Fire alarm panels | Y | N | rev A | Deleted
Fire | MIV | Deluge Main Isolation Valve |  |  | FE |  |  | Pr_65_54_30 | Fire fighting valves and devices | Pr_65_54_30_22 | Deluge valves | Y | N |  | Deleted
Fire | SFP | Sub Fire Panel |  | CYP | FE | Returned - RTO | Discipline updated to Fire from I&C 22/03/19 - Deleted and replaced by SIP | Pr_75_75_30 | Fire alarm detection devices and control equipment | Pr_75_75_30_29 | Fire alarm panels | Y | N | rev A | Deleted
Hydraulic | ATPD | Automatic Timed Priming Device |  | CYP | NA | Maintained - CYP | 16/04/18 - Ellipise equipment class updated as per meeting with MTM 01/05/18 - This has been superseded by ATP due to MMRA request to keep all equipment acronyms to a consistent length (3 characters) | Pr_65_52_25 | Drainage traps and accessories | Pr_65_52_25_06 | Below-ground grease traps and converters | Y | N | rev A | Deleted
Hydraulic | GITP | GIT Pump |  | CYP | EP | Maintained - CYP | 01/05/18 - This has been superseded by GTP due to MMRA request to keep all equipment acronyms to a consistent length (3 characters) | Pr_65_53_86 | Supply and exhaust pumps | Pr_65_53_86_86 | Suction pumps | Y | N | rev A | Deleted
Hydraulic | HPRV | Hydraulic - Pressure Reducing Valve |  | CYP | FE/NA | Maintained - CYP | 16/04/18 - MTM to confirm updated Ellipise equipment class. Equipment of this class will consist of FE and non-FE classes. 01/05/18 - This has been superseded by HPR due to MMRA request to keep all equipment acronyms to a consistent length (3 characters) | Pr_65_54_95 | Water services valves | Pr_65_54_95_65 | Pressure relief valves | Y | N | rev A | Deleted
Hydraulic | HWCP | Hot Water Circulation pump |  | CYP | EP | Maintained - CYP | 01/05/18 - This has been superseded by HWP due to MMRA request to keep all equipment acronyms to a consistent length (3 characters) | Pr_65_53_86 | Supply and exhaust pumps | Pr_65_53_86_12 | Centrifugal pumps | Y | N | rev A | Deleted
Hydraulic | RPZD | Reduced Pressure Zone Device |  | CYP | ED/NA | Maintained - CYP | 16/04/18 - MTM to confirm updated Ellipise equipment class. Equipment of this class will consist of FE and non-FE classes. 01/05/18 - This has been superseded by RPZ due to MMRA request to keep all equipment acronyms to a consistent length (3 characters) | Pr_65_54_94 | Water supply valves | Pr_65_54_94_72 | Reduced pressure zone valves | Y | N | rev A | Deleted
Hydraulic | RWP | Rainwater Treatment Plant |  | CYP | NA | Maintained - CYP | Additional Section and Object code to be added 16/04/18 - MTM to confirm updated Ellipise equipment class. 01/05/18 - Comment on the 16/04/18 is carried over to updated tag due to MMRA's request to maintain all equipment acronyms to a consistent length (3 characters). 02/07/18 - This has been superseded by RPL | Pr_60_45 | Water filtration and treatment products | NA |  | N | Y |  | Deleted
Hydraulic | RWTP | Rainwater Treatment Plant |  | CYP | NA | Maintained - CYP | Additional Section and Object code to be added 16/04/18 - MTM to confirm updated Ellipise equipment class. 01/05/18 - This has been superseded by RWP due to MMRA request to keep all equipment acronyms to a consistent length (3 characters) | Pr_60_45 | Water filtration and treatment products | NA |  | N | Y | rev A | Deleted
Hydraulic | SWP | Stormwater Pump |  | CYP | EP | Maintained - CYP | 01/05/18 - This has been superseded by SWP due to MMRA request to keep all equipment acronyms to a consistent length (3 characters) | Pr_65_53_86 | Supply and exhaust pumps | Pr_65_53_86_86 | Suction pumps | Y | N | rev A | Deleted
Hydraulic | SWP | Stormwater Treatment Plant |  | CYP | NA | Maintained - CYP | Additional Section and Object code to be added 01/05/18 - Newly added equipment. MTM to confirm allocated Ellipise equipment class. 02/07/18 - This has been superseded by SPL | Pr_60_45 | Water filtration and treatment products | NA |  | N | Y |  | Deleted
Hydraulic | TWP | Tunnel Water Treatment Plant |  | CYP | NA | Maintained - CYP | Additional Section and Object code to be added 16/04/18 - MTM to confirm updated Ellipise equipment class. 01/05/18 - Comment on the 16/04/18 is carried over to updated tag due to MMRA's request to maintain all equipment acronyms to a consistent length (3 characters). 02/07/18 - This has been superseded by TPL | Pr_60_45 | Water filtration and treatment products | NA |  | N | Y |  | Deleted
Hydraulic | TWTP | Tunnel Water Treatment Plant |  | CYP | NA | Maintained - CYP | Additional Section and Object code to be added 16/04/18 - MTM to confirm updated Ellipise equipment class. 01/05/18 - This has been superseded by TWP due to MMRA request to keep all equipment acronyms to a consistent length (3 characters) | Pr_60_45 | Water filtration and treatment products | NA |  | N | Y | rev A | Deleted
Instrumentation & Control | CMT | Combined Moisture & Temperature, (CEMS) |  |  |  |  | Not required. Do not know what this item is | Pr_75_50_76 | Sensors and detectors | Pr_75_50_76_03 | Air temperature sensors | Y | N |  | Deleted
Instrumentation & Control | DPT | Differential Pressure Transducer |  |  |  |  | Modified description to Differential Pressure Transmitter | Pr_75_50_76 | Sensors and detectors | Pr_75_50_76_68 | Pressure sensors | Y | N |  | Deleted
Instrumentation & Control | DTS | Distributed Temperature Sensing Unit |  |  | AL |  | This has been superseded by TSX | Pr_75_50_76 | Sensors and detectors | Pr_75_50_76_73 | Room temperature sensors | Y | N |  | Deleted
Instrumentation & Control | ESP | Escalator Interface Panel |  | CYP/RSA | RM | Returned - RTO | RSA item 16/04/18 - Ellipise equipment class updated as per meeting with MTM 10/04/19 - Supersed by ECC. | Pr_75_50_18 | Controllers and control panels | Pr_75_50_18_17 | Control panels | Y | N | rev A | Deleted
Instrumentation & Control | FLT | Flow Transducer |  |  |  |  | Modified description to Flow Transmitter | Pr_75_50_76 | Sensors and detectors | NA |  | Y | N |  | Deleted
Instrumentation & Control | HLSW | High Level Switch |  | CYP | NA | Maintained - CYP | 16/04/18 - Ellipise equipment class updated as per meeting with MTM 01/05/18 - This has been superseded by HGS due to MMRA request to keep all equipment acronyms to a consistent length (3 characters) | Pr_75_50_46 | Liquid level controllers and switches | Pr_75_50_46_46 | Level controls and alarms | Y | N | rev A | Deleted
Instrumentation & Control | HLT | Hydrostatic Level Transmitter |  |  | CI |  | This is the same as LVT. | Pr_75_50_47 | Liquid level sensors | Pr_75_50_47_39 | Hydrostatic sensors | Y | N |  | Deleted
Instrumentation & Control | LLSW | Low Level Switch |  | CYP | NA | Maintained - CYP | 16/04/18 - Ellipise equipment class updated as per meeting with MTM 01/05/18 - This has been superseded by LOS due to MMRA request to keep all equipment acronyms to a consistent length (3 characters) | Pr_75_50_46 | Liquid level controllers and switches | Pr_75_50_46_46 | Level controls and alarms | Y | N | rev A | Deleted
Instrumentation & Control | LMP | LV Marshalling Panel in ER Room |  |  | CI |  | Modified description to LV Marshalling Panel | Pr_75_50_18 | Controllers and control panels | Pr_75_50_18_17 | Control panels | Y | N |  | Deleted
Instrumentation & Control | LPM | Power Monitor (415V) |  |  |  |  | Modified description to remove 415V to include all LV and control voltages | Pr_80_51_51 | Metering and test products | Pr_80_51_51_22 | Digital metering equipment | Y | N |  | Deleted
Instrumentation & Control | LVL | Level Switch |  |  | AL |  | This has been superseded by LSW. | Pr_75_50_46 | Liquid level controllers and switches | Pr_75_50_46_46 | Level controls and alarms | Y | N |  | Deleted
Instrumentation & Control | LVT | Level Transducer |  |  |  |  | Modified description to Level Transmitter | Pr_75_50_76 | Sensors and detectors | Pr_75_50_76_69 | Proximity sensors and control units | N | Y |  | Deleted
Instrumentation & Control | MPM | Power Monitor, 660V |  |  |  |  | This has been superseded by HPM and TPM | Pr_80_51_51 | Metering and test products | Pr_80_51_51_22 | Digital metering equipment | Y | N |  | Deleted
Instrumentation & Control | PCP | Pump Control panel |  | CYP | EP | Maintained - CYP | 16/04/18 - Ellipise equipment class updated as per meeting with MTM 01/05/18 - This has been superseded by PMP due to MMRA request to keep all equipment acronyms to a consistent length (3 characters) | Pr_75_50_18 | Controllers and control panels | Pr_75_50_18_17 | Control panels | Y | N | rev A | Deleted
Instrumentation & Control | PCR | PLC Processor Module |  |  |  |  | This has been superseded by PLC. | Pr_75_50_18 | Controllers and control panels | Pr_75_50_18_17 | Control panels | Y | N |  | Deleted
Instrumentation & Control | PHT | pH Transducer (analogue) |  |  |  |  | Modified description to pH Transmitter | Pr_75_50_76 | Sensors and detectors | Pr_75_50_76_61 | pH sensors | N | Y |  | Deleted
Instrumentation & Control | PMC | Plant Management Cabinet |  |  |  |  | This has been superseded by BMC. | Pr_75_50_18 | Controllers and control panels | Pr_75_50_18_17 | Control panels | Y | N |  | Deleted
Instrumentation & Control | PSDP | Platform Screen Door Panel |  | CYP/RSA | RM | Returned - RTO | RSA item 16/04/18 - Ellipise equipment class updated as per meeting with MTM 01/05/18 - This has been superseded by PDP due to MMRA request to keep all equipment acronyms to a consistent length (3 characters) | Pr_75_30_23 | Door and gate operating hardware | Pr_75_30_23_04 | Automatic sliding door operator control panels | Y | N | rev A | Deleted
Instrumentation & Control | TVM | Monitor |  |  |  |  | This has been superseded by LPM,HPM,TPM or CTM. | Pr_75_75_15 | Computers and peripherals | Pr_75_75_15_16 | Computer monitors | Y | N |  | Deleted
Instrumentation & Control | TVP | TVCS Maintenance Panel |  | CYP |  | Maintained - CYP | 10/07/18 - Added by TVCS team | Pr_75_50_18 | Controllers and control panels | Pr_75_50_18_17 | Control panels | Y | N | rev 1 | Deleted
Instrumentation & Control | VAP | Ventilation and Air Conditioning Panel |  | CYP | RM | Maintained - CYP | 16/04/18 - Ellipise equipment class updated as per meeting with MTM | Pr_75_50_18 | Controllers and control panels | Pr_75_50_18_17 | Control panels | Y | N | rev A | Deleted
Instrumentation & Control | WSC | Wide Screen Display - Cube/Panel |  |  |  |  | This has been superseded by WSD. | Pr_75_75_15 | Computers and peripherals | Pr_75_75_15_24 | Display screen monitors | Y | N |  | Deleted
Mechanical | AGR | Air Grille |  | CYP | NA | Maintained - CYP | 16/04/18 - Ellipise equipment class updated as per meeting with MTM 02/07/18 - Not required by Mech. | Pr_30_59_94 | Ventilation grilles | Pr_30_59_94_04 | Air ventilation grilles | Y | N | rev A | Deleted
Mechanical | BGA | Boiler Gas Powered |  |  |  |  | Not required. This is a double up with BOG. | Pr_60_60_08 | Boilers | Pr_60_60_08_33 | Gas fired boilers | Y | N |  | Deleted
Mechanical | BGE | Boiler Electric Powered |  |  |  |  | Not required. This is a double up with BOE. | Pr_60_60_08 | Boilers | Pr_60_60_08_27 | Electric boilers | Y | N |  | Deleted
Mechanical | BOE | Boiler Electric Powered |  | CYP | ED | Maintained - CYP | 16/04/18 - Ellipise equipment class updated as per meeting with MTM | Pr_60_60_08 | Boilers | Pr_60_60_08_27 | Electric boilers | Y | N | rev A | Deleted
Mechanical | BOG | Boiler Gas Powered |  | CYP | ED | Maintained - CYP | 16/04/18 - Ellipise equipment class updated as per meeting with MTM | Pr_60_60_08 | Boilers | Pr_60_60_08_33 | Gas fired boilers | Y | N | rev A | Deleted
Mechanical | CAH | Control Room Air Handler |  | CYP | EA | Maintained - CYP | 16/04/18 - Ellipise equipment class updated as per meeting with MTM 01/05/18 - Comment on the 16/04/18 is carried over to updated tag due to MMRA's request to maintain all equipment acronyms to a consistent length (3 characters). 02/07/18 - Not required by Mech. | Pr_70_65_03 | Air conditioning units | Pr_70_65_03_72 | Room air conditioning units | Y | N |  | Deleted
Mechanical | CFN | Cabinet Fan |  | CYP | EA | Maintained - CYP | 16/04/18 - Ellipise equipment class updated as per meeting with MTM 02/07/18 - Not required by Mech. | Pr_65_67_29 | Fans | Pr_65_67_29_05 | Axial flow fans | Y | N | rev A | Deleted
Mechanical | CHA | Chiller Air Cooled |  | CYP | NA | Maintained - CYP | 16/04/18 - MTM to confirm updated Ellipise equipment class. 02/07/18 - This has been superseded by ACH | Pr_60_60_13 | Chillers and cooling towers | Pr_60_60_13_04 | Air cooled liquid chillers | Y | N | rev A | Deleted
Mechanical | CHW | Chiller Water Cooled |  | CYP | ED | Maintained - CYP | 16/04/18 - Ellipise equipment class updated as per meeting with MTM 02/07/18 - This has been superseded by WCH | Pr_60_60_13 | Chillers and cooling towers | Pr_60_60_13_96 | Water cooled liquid chillers | Y | N | rev A | Deleted
Mechanical | CRAC | Computer Room Air Conditioner |  | CYP | EA | Maintained - CYP | 16/04/18 - Ellipise equipment class updated as per meeting with MTM 01/05/18 - This has been superseded by CAC due to MMRA request to keep all equipment acronyms to a consistent length (3 characters) | Pr_70_65_03 | Air conditioning units | Pr_70_65_03_72 | Room air conditioning units | Y | N | rev A | Deleted
Mechanical | CRAH | Control Room Air Handler |  | CYP | EA | Maintained - CYP | 16/04/18 - Ellipise equipment class updated as per meeting with MTM 01/05/18 - This has been superseded by CAH due to MMRA request to keep all equipment acronyms to a consistent length (3 characters) | Pr_70_65_03 | Air conditioning units | Pr_70_65_03_72 | Room air conditioning units | Y | N | rev A | Deleted
Mechanical | CTW | Cooling Tower |  | CYP | ED | Maintained - CYP | Maintain Section Code. No Object Code required 16/04/18 - Ellipise equipment class updated as per meeting with MTM 02/07/18 - This has been superseded by WCT. | Pr_60_60_13 | Chillers and cooling towers | NA |  | Y | N | rev A | Deleted
Mechanical | EAF | Exhaust Air Fan |  | CYP | EA | Maintained - CYP | 16/04/18 - Ellipise equipment class updated as per meeting with MTM 02/07/18 - Description updated | Pr_65_67_29 | Fans | Pr_65_67_29_05 | Axial flow fans | Y | N | rev A | Deleted
Mechanical | EPF | Egress Pressurisation Fan |  | CYP | EA | Maintained - CYP | 16/04/18 - Ellipise equipment class updated as per meeting with MTM 02/07/18 - Not required by Mech. | Pr_65_67_29 | Fans | Pr_65_67_29_12 | Centrifugal fans | Y | N | rev A | Deleted
Mechanical | FID | Fire Isolation Damper |  | CYP | FE | Returned - RTO | 02/07/18 - Not required by Mech. | Pr_65_65_24 | Duct dampers | Pr_65_65_24_29 | Fire and smoke dampers | Y | N | rev A | Deleted
Mechanical | FSU | Filtered Supply Unit |  | CYP | EA | Maintained - CYP | 16/04/18 - Ellipise equipment class updated as per meeting with MTM 02/07/18 - Not required by Mech. | Pr_65_57_02 | Air filters | Pr_65_57_02_66 | Panel air filters | Y | N | rev A | Deleted
Mechanical | GVD | Guide Vanes Dampers |  | CYP | NA | Maintained - CYP | 17/10/18 - Added 07/02/19 - Not Required by TVS | Pr_65_65_24 | Duct dampers | Pr_65_65_24_68 | Pressure relief dampers | Y | N | rev 1 | Deleted
Mechanical | HEX | Heat Exchanger |  | CYP | EA | Maintained - CYP | Maintain Section Code. No Object Code required 16/04/18 - MTM to confirm updated Ellipise equipment class. 02/07/18 - Not required by Mech. | Pr_60_60_38 | Calorifiers and plate heat exchangers | NA |  | Y | N | rev A | Deleted
Mechanical | MAG | Mesh Air Grille |  | CYP | NA | Maintained - CYP | 16/04/18 - Ellipise equipment class updated as per meeting with MTM 02/07/18 - Not required by Mech. | Pr_70_65_04 | Air terminals and diffusers | Pr_70_65_04_03 | Air grilles | Y | N | rev A | Deleted
Mechanical | MDV | Motorised Valve |  | CYP | FE/NA | Maintained - CYP | 16/04/18 - MTM to confirm updated Ellipise equipment class. Equipment of this class will consist of FE and non-FE classes. 02/07/18 - This has been superseded by MCV | Pr_65_54_95 | Water services valves | Pr_65_54_95_53 | Motorized valves | Y | N | rev A | Deleted
Mechanical | MOD | Motorised Damper |  |  |  |  | Not required. All dampers are motorised | Pr_65_65_24 | Duct dampers | NA |  | Y | N |  | Deleted
Mechanical | MVD | Motorised Volume Control Damper |  | CYP | EA | Maintained - CYP | 16/04/18 - Ellipise equipment class updated as per meeting with MTM 02/07/18 - Not required by Mech. | Pr_65_65_24 | Duct dampers | Pr_65_65_24_95 | Volume control dampers | Y | N | rev A | Deleted
Mechanical | PCP | Primary Chilled Water Pump |  | CYP | EP | Maintained - CYP | Additional Uniclass Object Code to be added 01/05/18 - Added due to MMRA's request to maintain all equipment acronyms to a consistent length (3 characters). 02/07/18 - This has been superseded by PMP | Pr_65_53_96 | Water supply pumps | NA |  | N | Y |  | Deleted
Mechanical | PCV | Pressure Control Valve |  | CYP | FE/NA | Maintained - CYP | 16/04/18 - MTM to confirm updated Ellipise equipment class. Equipment of this class will consist of FE and non-FE classes. 02/07/18 - Not required by Mech. | Pr_65_54_95 | Water services valves | Pr_65_54_95_66 | Pressure reducing valves | Y | N | rev A | Deleted
Mechanical | PCWP | Primary Chilled Water Pump |  | CYP | EP | Maintained - CYP | Additional Uniclass Object Code to be added 01/05/18 - This has been superseded by PCP due to MMRA request to keep all equipment acronyms to a consistent length (3 characters) | Pr_65_53_96 | Water supply pumps | NA |  | N | Y | rev A | Deleted
Mechanical | PEF | Purge Exhaust Fan |  | CYP | EA | Maintained - CYP | 16/04/18 - Ellipise equipment class updated as per meeting with MTM 02/07/18 - Not required by Mech. 24/09/18 - Reinstated 29/03/19 - Superseded by CEF | Pr_65_67_29 | Fans | Pr_65_67_29_05 | Axial flow fans | Y | N | rev A | Deleted
Mechanical | PHP | Primary Hot Water Pump |  | CYP | EP | Maintained - CYP | Additional Uniclass Object Code to be added 01/05/18 - This has been superseded by due to MMRA request to keep all equipment acronyms to a consistent length (3 characters) 02/07/18 - Not required by Mech. | Pr_65_53_96 | Water supply pumps | NA |  | N | Y |  | Deleted
Mechanical | PHWP | Primary Hot Water Pump |  | CYP | EP | Maintained - CYP | Additional Uniclass Object Code to be added 01/05/18 - This has been superseded by PHP due to MMRA request to keep all equipment acronyms to a consistent length (3 characters) | Pr_65_53_96 | Water supply pumps | NA |  | N | Y | rev A | Deleted
Mechanical | SCWP | Secondary Chilled Water Pump |  | CYP | EP | Maintained - CYP | Additional Uniclass Object Code to be added 01/05/18 - This has been superseded by SCP due to MMRA request to keep all equipment acronyms to a consistent length (3 characters) | Pr_65_53_96 | Water supply pumps | NA |  | N | Y | rev A | Deleted
Mechanical | SEW | Sump Room Exhaust Fan |  | CYP | EA | Maintained - CYP | 16/04/18 - Ellipise equipment class updated as per meeting with MTM 02/07/18 - Not required by Mech. 04/04/19 - Acronym utilised by Hydraulic | Pr_65_67_29 | Fans | Pr_65_67_29_05 | Axial flow fans | Y | N | rev A | Deleted
Mechanical | SHP | Secondary Hot Water Pump |  | CYP | EP | Maintained - CYP | Additional Uniclass Object Code to be added 01/05/18 - Comment on the 16/04/18 is carried over to updated tag due to MMRA's request to maintain all equipment acronyms to a consistent length (3 characters). 02/07/18 - Not required by Mech. | Pr_65_53_96 | Water supply pumps | NA |  | N | Y |  | Deleted
Mechanical | SHWP | Secondary Hot Water Pump |  | CYP | EP | Maintained - CYP | Additional Uniclass Object Code to be added 01/05/18 - This has been superseded by SHP due to MMRA request to keep all equipment acronyms to a consistent length (3 characters) | Pr_65_53_96 | Water supply pumps | NA |  | N | Y | rev A | Deleted
Mechanical | SOL | Solenoid for Fire Deluge Valve |  | CYP | FE | Maintained - CYP | 04/04/19 - Description Updated and reallocated to Hydraulic | Pr_75_50_18 | Controllers and control panels | Pr_75_50_18_94 | Valve actuators | Y | N | rev A | Deleted
Mechanical | TDP | Tanker Discharge Pump |  | CYP | EP | Maintained - CYP | 02/07/18 - Not required by Mech. | Pr_65_53_86 | Supply and exhaust pumps | Pr_65_53_86_86 | Suction pumps | Y | N | rev A | Deleted
Mechanical | THV | Throttling Valve |  | CYP | NA | Maintained - CYP | 16/04/18 - Ellipise equipment class updated as per meeting with MTM 02/07/18 - Not required by Mech. | Pr_65_54_95 | Water services valves | Pr_65_54_95_08 | Butterfly valves | Y | N | rev A | Deleted
Mechanical | VAL | Ventilation Air Louvre |  | CYP | EA | Maintained - CYP | 16/04/18 - Ellipise equipment class updated as per meeting with MTM 02/07/18 - Not required by Mech. | Pr_30_59_48 | Louvres and components | Pr_30_59_48_77 | Screening and ventilation access doors | Y | N | rev A | Deleted
Mechanical | ZSX | Damper Limit Switch |  | CYP | NA | Returned - RTO | 04/04/19 - Added by TVS | NA |  | NA |  |  |  |  | Deleted
Telecommunication | AER | AM Radio Rebroadcast Equipment Rack |  | CYP/RSA | JE | Maintained - CYP | 16/04/18 - Ellipise equipment class updated as per meeting with MTM | Pr_80_77_27 | Equipment boards, racks and supports | Pr_80_77_27_42 | IT and telecommunications equipment racks | Y | N |  | Deleted
Telecommunication | AFIL | Audio Frequency Induction Loop |  | CYP/RSA | PX | Returned - RTO | Additional Uniclass Object Code to be added 16/04/18 - Ellipise equipment class updated as per meeting with MTM 01/05/18 - This has been superseded by AIP due to MMRA request to keep all equipment acronyms to a consistent length (3 characters) | Pr_70_75_88 | Telecoms equipment | NA |  | N | Y | rev A | Deleted
Telecommunication | ATT | Attenuator |  | CYP | PX | Maintained - CYP | Maintain Section Code. No Object Code required 16/04/18 - Ellipise equipment class updated as per meeting with MTM 07/02/19 - ATT used for TVS team | Pr_65_67_78 | Sound attenuators | NA |  | Y | N | rev A | Deleted
Telecommunication | CKB | CCTV System - PTZ Keyboard |  |  |  |  | Modified to PCK | Pr_60_75_86 | Surveillance cameras, monitors and ancillaries | Pr_60_75_86_65 | Pan, tilt, zoom cameras | Y | N |  | Deleted
Telecommunication | CTV | CCTV Fixed Camera |  |  |  |  | Modified to CFS and CFT. This is as per control architecture dwg | Pr_60_75_86 | Surveillance cameras, monitors and ancillaries | Pr_60_75_86_30 | Fixed cameras | Y | N |  | Deleted
Telecommunication | EISC | Emergency Warning and Intercom System Cabinet |  | CYP | PX | Returned - RTO | Tentatively added till scope is finalised with RSA. Could become part of PA system. 16/04/18 - Ellipise equipment class updated as per meeting with MTM 01/05/18 - This has been superseded by EIC due to MMRA request to keep all equipment acronyms to a consistent length (3 characters) | Pr_75_75_94 | Voice alarm and emergency voice communication equipment | Pr_75_75_94_95 | Voice alarm controllers | Y | N | rev A | Deleted
Telecommunication | ETP | Device Level Ring Switch (ETAP) |  |  |  |  | This has been superseded by LRS. | Pr_70_75_52 | Mesh network products | Pr_70_75_52_56 | Network switches | Y | N |  | Deleted
Telecommunication | FMR | Fibre Modem Receiver |  |  |  |  | Not required. Not found within control architecture. | Pr_75_75_90 | Transmission control products | Pr_75_75_90_30 | Fibre receivers | Y | N |  | Deleted
Telecommunication | FMT | Fibre Modem Transmitter |  |  |  |  | Not required. Not found within control architecture. | Pr_75_75_90 | Transmission control products | Pr_75_75_90_31 | Fibre transmitters | Y | N |  | Deleted
Telecommunication | FOJ | Fibre Optic Pit Joint |  |  |  |  | Modified description to Fibre Optic Cable Joint | Pr_80_77_28 | Equipment enclosures, cabinets, boxes and housings | Pr_80_77_28_26 | Fibre joint enclosures | Y | N |  | Deleted
Telecommunication | HLP | Help Point Telephone |  |  |  |  | This has been superseded by CHP | Pr_70_75_88 | Telecoms equipment | Pr_70_75_88_03 | Analogue telephone handsets | Y | N |  | Deleted
Telecommunication | MCDB | Main UPS Coms Distribution Board |  | CYP | SB | Maintained - CYP | 16/04/18 - MTM to confirm updated Ellipise equipment class. 01/05/18 - This has been superseded by MCD due to MMRA request to keep all equipment acronyms to a consistent length (3 characters) | Pr_60_70_22 | Distribution boxes and switchboards | Pr_60_70_22_22 | Distribution boards | Y | N | rev A | Deleted
Telecommunication | MLT | Mobile Leaky Termination |  |  |  |  | This has been superseded by LYT. | Pr_65_70_15 | Communications cables | Pr_65_70_15_70 | Radio frequency (RF) transmission cables | Y | N |  | Deleted
Telecommunication | PIDS | Passenger Information Display Screens |  | CYP/RSA | PU | Returned - RTO | 01/05/18 - This has been superseded by PDS due to MMRA request to keep all equipment acronyms to a consistent length (3 characters) | Pr_75_75_15 | Computers and peripherals | Pr_75_75_15_24 | Display screen monitors | Y | N | rev A | Deleted
Telecommunication | PTS | PTZ CCTV Camera - Security |  |  |  |  | This has been superseded by PCS and PCT. This is as per control architecture dwg. | Pr_60_75_86 | Surveillance cameras, monitors and ancillaries | Pr_60_75_86_65 | Pan, tilt, zoom cameras | Y | N |  | Deleted
Telecommunication | PTZ | PTZ CCTV Camera |  |  |  |  | This has been superseded by PCS and PCT. This is as per control architecture dwg. | Pr_60_75_86 | Surveillance cameras, monitors and ancillaries | Pr_60_75_86_65 | Pan, tilt, zoom cameras | Y | N |  | Deleted
Telecommunication | RHE | RRB Headend Equipment |  |  |  |  | RRB is for road tunnels | Pr_70_75_88 | Telecoms equipment | Pr_70_75_88_83 | Telecommunications system controllers | N | Y |  | Deleted
Telecommunication | RLT | RRB Leaky Termination |  |  |  |  | This has been superseded by LYT. | Pr_65_70_15 | Communications cables | Pr_65_70_15_70 | Radio frequency (RF) transmission cables | N | Y |  | Deleted
Telecommunication | ROR | RRB Optical Receiver |  |  |  |  | Not required. Not found within control architecture. | Pr_75_75_90 | Transmission control products | Pr_75_75_90_30 | Fibre receivers | Y | N |  | Deleted
Telecommunication | ROT | RB Optical Transmitter |  |  |  |  | Not required. Not found within control architecture. | Pr_75_75_90 | Transmission control products | Pr_75_75_90_31 | Fibre transmitters | Y | N |  | Deleted
Telecommunication | SCP | SEPAC Phone |  | CYP/RSA | TH | Returned - RTO | 01/05/18 - This has been superseded by SEP due to MMRA request to keep all equipment acronyms to a consistent length (3 characters) | Pr_70_75_88 | Telecoms equipment | Pr_70_75_88_03 | Analogue telephone handsets | Y | N | rev A | Deleted
Telecommunication | UAM | UHF Amplifier |  |  |  |  | This has been superseded by UHA. | Pr_60_75_08 | Audio and visual source products | Pr_60_75_08_50 | Masthead amplifiers | Y | N |  | Deleted
Telecommunication | UAT | UHF Attenuator |  |  |  |  | This has been superseded by UHT. | Pr_60_75_08 | Audio and visual source products | Pr_60_75_08_50 | Masthead amplifiers | Y | N |  | Deleted
Telecommunication | UCDB | UPS Coms Distribution Board |  | CYP | SB | Maintained - CYP | 16/04/18 - MTM to confirm updated Ellipise equipment class. 01/05/18 - This has been superseded by UCD due to MMRA request to keep all equipment acronyms to a consistent length (3 characters) | Pr_60_70_22 | Distribution boxes and switchboards | Pr_60_70_22_22 | Distribution boards | Y | N | rev A | Deleted
Telecommunication | VAM | VHF Amplifier for Digital Audio Broadcasting |  |  |  |  | This has been superseded by UHT. | Pr_60_75_08 | Audio and visual source products | Pr_60_75_08_02 | Audio amplifiers | Y | N |  | Deleted
Telecommunication | VTP | VicTrack Panel |  | CYP/RSA | NA | Returned - RTO | RSA item 16/04/18 - Ellipise equipment class updated as per meeting with MTM 02/07/18 - This has been superseded by VCP | Pr_70_75_88 | Telecoms equipment | Pr_70_75_88_83 | Telecommunications system controllers | Y | N | rev A | Deleted
Instrumentation & Control | TTP | Transformer Temperature Panel |  | CYP | NA | Returned - RTO Maintained - CYP | 09/04/18 - Returned - RTO allocation is due to it being part of the Returned Works Schedule, Schedule 32 section 1.3, part (f) point (7) traction power control and monitoring. 16/04/18 - Ellipise equipment class updated as per meeting with MTM 10/04/2019 - Discipline Updated | Pr_75_50_18 | Controllers and control panels | Pr_75_50_18_17 | Control panels | Y | N | rev A | Deleted
Mechanical | SCP | Secondary Chilled Water Pump |  | CYP | EP | Maintained - CYP | Additional Uniclass Object Code to be added 01/05/18 - Added due to MMRA's request to maintain all equipment acronyms to a consistent length (3 characters). 10/04/19 - Not required. Double up with PMP | Pr_65_53_96 | Water supply pumps | NA |  | N | Y |  | Deleted
Hydraulic | ATP | Automatic Timed Priming Device |  | CYP | NA | Maintained - CYP | 16/04/18 - Ellipise equipment class updated as per meeting with MTM 01/05/18 - Comment on the 16/04/18 is carried over to updated tag due to MMRA's request to maintain all equipment acronyms to a consistent length (3 characters). 10/04/19 - Superseded by APD | Pr_65_52_25 | Drainage traps and accessories | Pr_65_52_25_06 | Below-ground grease traps and converters | Y | N |  | Deleted
Instrumentation & Control | HGS | High Level Switch |  | CYP | NA | Maintained - CYP | 16/04/18 - Ellipise equipment class updated as per meeting with MTM 01/05/18 - Comment on the 16/04/18 is carried over to updated tag due to MMRA's request to maintain all equipment acronyms to a consistent length (3 characters). 10/04/19 - Superseded by LSH | Pr_75_50_46 | Liquid level controllers and switches | Pr_75_50_46_46 | Level controls and alarms | Y | N |  | Deleted
Instrumentation & Control | HLS | Hydrostatic Level Sensor |  | CYP | NA | Maintained - CYP | 16/04/18 - Ellipise equipment class updated as per meeting with MTM 10/04/19 - Superseded by LSX | Pr_75_50_47 | Liquid level sensors | Pr_75_50_47_39 | Hydrostatic sensors | Y | N | rev A | Deleted
Instrumentation & Control | HPM | Power Monitor (HV) |  | CYP | NA | Maintained - CYP | Assume this is monitoring for HV substations. This is as per control architecture dwg 16/04/18 - Ellipise equipment class updated as per meeting with MTM 10/04/19 - Superseded by JMX | Pr_75_75_15 | Computers and peripherals | Pr_75_75_15_24 | Display screen monitors | Y | N | rev A | Deleted
Instrumentation & Control | LOS | Low Level Switch |  | CYP | NA | Maintained - CYP | 16/04/18 - Ellipise equipment class updated as per meeting with MTM 01/05/18 - Comment on the 16/04/18 is carried over to updated tag due to MMRA's request to maintain all equipment acronyms to a consistent length (3 characters). 10/04/19 - Superseded by LSL | Pr_75_50_46 | Liquid level controllers and switches | Pr_75_50_46_46 | Level controls and alarms | Y | N |  | Deleted
Instrumentation & Control | PHM | Photometer / Luminance Detector |  | CYP | NA | Maintained - CYP | 16/04/18 - Ellipise equipment class updated as per meeting with MTM | Pr_75_50_76 | Sensors and detectors | Pr_75_50_76_63 | Photoelectric sensors | Y | N | rev A | Deleted
Instrumentation & Control | PHS | pH Sensor |  | CYP | NA | Maintained - CYP | 16/04/18 - Ellipise equipment class updated as per meeting with MTM 10/04/19 - Superseded by AEP | Pr_75_50_76 | Sensors and detectors | Pr_75_50_76_61 | pH sensors | Y | N | rev A | Deleted
Instrumentation & Control | PHT | pH Transmitter |  | CYP | NA | Maintained - CYP | 16/04/18 - Ellipise equipment class updated as per meeting with MTM 10/04/19 - Superseded by ATP | Pr_75_50_76 | Sensors and detectors | Pr_75_50_76_61 | pH sensors | Y | N | rev A | Deleted
Instrumentation & Control | TSB | Temperature Sensor (Bearing) |  | CYP | NA | Maintained - CYP | 02/07/18 - Added. Additional Uniclass Object Code to be added 10/04/19 - Superseded by TEX | Pr_75_50_76 | Sensors and detectors | NA |  | N | Y | rev B | Deleted
Instrumentation & Control | TSW | Temperature Sensor (Winding) |  | CYP | NA | Maintained - CYP | 02/07/18 - Added. Additional Uniclass Object Code to be added 10/04/19 - Superseded by TEX | Pr_75_50_76 | Sensors and detectors | NA |  | N | Y | rev B | Deleted
Instrumentation & Control | TSX | Temperature Sensor |  | CYP | NA | Maintained - CYP | 10/04/19 - Superseded by TEX | Pr_75_50_76 | Sensors and detectors | Pr_75_50_76_73 | Room temperature sensors | Y | N | rev A | Deleted
Instrumentation & Control | BMI | Building Management I/O Panel |  | CYP | RM | Maintained - CYP | 11/07/18 - Added 15/04/19 - Description updated | Pr_75_50_18 | Controllers and control panels | Pr_75_50_18_17 | Control panels | Y | N | rev 0 | Deleted
Instrumentation & Control | CDE | Control Room Desk |  | CYP | NA | Maintained - CYP | 16/04/18 - Ellipise equipment class updated as per meeting with MTM 15/04/19 - Deleted. Not required by I&C | Pr_40_50_21 | Desks, tables and worktops | Pr_40_50_21_16 | Console tables | Y | N | rev A | Deleted
Instrumentation & Control | ELP | Elevator Interface Panel |  | CYP/RSA | RM | Returned - RTO | RSA item 16/04/18 - Ellipise equipment class updated as per meeting with MTM 15/04/19 - Deleted. Not required by I&C | Pr_75_50_18 | Controllers and control panels | Pr_75_50_18_45 | Lift control panels | Y | N | rev A | Deleted
Instrumentation & Control | HLI | High Level Interface |  | CYP | FE | Maintained - CYP | Item reinstated after I&C review 16/04/18 - Ellipise equipment class updated as per meeting with MTM 15/04/19 - Deleted as there is no asset called HLI | Pr_75_75_30 | Fire alarm detection devices and control equipment | Pr_75_75_30_41 | Interface panels | Y | N | rev A | Deleted
Instrumentation & Control | LMP | LV Marshalling Panel |  | CYP | RM | Maintained - CYP | 16/04/18 - Ellipise equipment class updated as per meeting with MTM 15/04/19 - Discipline updated to Electrical LV | Pr_75_50_18 | Controllers and control panels | Pr_75_50_18_17 | Control panels | Y | N | rev A | Deleted
Instrumentation & Control | TVW | TVCS Workstation |  | CYP |  | Maintained - CYP | 10/07/18 - Added by TVCS team 15/04/19 - Deleted by I&C | Pr_40_50_21 | Desks, tables and worktops | Pr_40_50_21_96 | Workstations | Y | N | rev 1 | Deleted
Telecommunication | BMR | Building Management System Rack |  | CYP | NA | Maintained - CYP | 22/01/19 - Added for BMS 15/04/19 - Discipline updated to I&C | Pr_80_77_27 | Equipment boards, racks and supports | Pr_80_77_27_42 | IT and telecommunications equipment racks | Y | N | rev A | Deleted
Telecommunication | RIO | Remote I/O Module |  | CYP/RSA | NA | Maintained - CYP | Item reinstated after I&C review 16/04/18 - Ellipise equipment class updated as per meeting with MTM 15/04/19 - Discipline updated to I&C from Telecommunications | Pr_70_75_88 | Telecoms equipment | Pr_70_75_88_83 | Telecommunications system controllers | Y | N | rev A | Deleted
Instrumentation & Control | LCC | Lift Control Panel |  | CYP | RM | Maintained - CYP | 10/04/19 - Added for I&C 15/04/19 - Description updated to Lift Control Cabinet | Pr_75_50_18 | Controllers and control panels | Pr_75_50_18_17 | Control panels | Y | N | rev 1 | Deleted
Telecommunication | ESW | Ethernet Switch |  | CYP/RSA | CL/PX/AL/PU | Maintained - CYP | 16/04/18 - Ellipise equipment class updated as per meeting with MTM 15/04/19 - Discipline updated to I&C from Telecommunications | Pr_70_75_52 | Mesh network products | Pr_70_75_52_56 | Network switches | Y | N | rev A | Deleted
Electrical LV | MCS | Motor Control Switchboard for 400VAC |  | CYP | SB | Maintained - CYP | 17/02/20 - Replaced by MCC | Pr_75_51_52 | Motor starters, variable frequency drives and contactors | Pr_75_51_52_02 | Alternating current (a.c.) semiconductor motor controllers and starters | Y | N | rev A | Deleted
Fire | FLS | Flow Switch |  | CYP | FE | Returned - RTO | Additional Uniclass Object Code to be added | Pr_65_54_30 | Fire fighting valves and devices | NA |  | N | Y | rev A | Deleted
Electrical LV | SMD | Sub-Mechanical Distribution Board |  | CYP | SB | Maintained - CYP | 11/11/19 - Added by Elec | Pr_60_70_22 | Distribution boxes and switchboards | Pr_60_70_22_22 | Distribution boards | Y | N |  | Deleted
Electrical (Common) | CBT | Cable Basket |  | CYP | NA | Maintained - CYP | 16/04/18 - Ellipise equipment class updated as per meeting with MTM 19/02/20 - replaced by CBT Conduit B Supply Traction | Pr_65_70_11 | Cable management | Pr_65_70_11_12 | Cable baskets | Y | N | rev A | Deleted
Electrical (Common) | CTA | Cable Tray - A Supply |  | CYP | NA | Maintained - CYP | 18/03/19 - Added by Electrical 20/02/20 - Deleted by RC. Acronym to be used for Conduit Traction DC A | Pr_65_70_11 | Cable management | Pr_65_70_11_14 | Cable ladders | Y | N | rev 1 | Deleted
Electrical (Common) | CTB | Cable Tray - B Supply |  | CYP | NA | Maintained - CYP | 18/03/19 - Added by Electrical 20/02/20 - Deleted by RC. Acronym to be used for Conduit Traction DC B | Pr_65_70_11 | Cable management | Pr_65_70_11_14 | Cable ladders | Y | N | rev 1 | Deleted
Hydraulic | TWT | Tunnel Water Tank |  | CYP | NA | Maintained - CYP | 16/04/18 - Ellipise equipment class updated as per meeting with MTM 20/02/20 - Deleted by WP. To be used for Treated Water Tank | Pr_60_50_96 | Water tanks and cisterns | Pr_60_50_96_20 | Cylindrical tanks | Y | N | rev A | Deleted
Electrical Traction | CCA | Conduit Traction DC A |  | CYP |  | Maintained - CYP | 19/02/20 - Added by RC and replaced bY CTA | Pr_65_70_11 | Cable management | Pr_65_70_11_71 | Rigid Conduit | Y | N | rev 1 | Deleted
Electrical Traction | CCB | Conduit Traction DC B |  | CYP |  | Maintained - CYP | 19/02/20 - Added by RC and replaced by CTB | Pr_65_70_11 | Cable management | Pr_65_70_11_71 | Rigid Conduit | Y | N | rev 1 | Deleted
Electrical LV | BEM | BOH Emergency Light |  | CYP | EM | Maintained - CYP | Additional Uniclass Object Code to be added 01/05/18 - Added due to MMRA's request to maintain all equipment acronyms to a consistent length (3 characters). 27/02/20 - Superseded by EML | Pr_70_70_48 | Luminaires, lighting track and lighting accessories | NA |  | N | Y |  | Deleted
Electrical LV | FEM | FOH Emergency Light |  | CYP | NA | Maintained - CYP | Additional Uniclass Object Code to be added 16/04/18 - Ellipise equipment class updated as per meeting with MTM 01/05/18 - Comment on the 16/04/18 is carried over to updated tag due to MMRA's request to maintain all equipment acronyms to a consistent length (3 characters). 27/02/20 - Superseded by EML | Pr_70_70_48 | Luminaires, lighting track and lighting accessories | NA |  | N | Y |  | Deleted
Earthing | BTC | Bonding Terminal - Communications |  | CYP | BN | Returned - RTO | 10/03/21 - Added | Pr_65_70_46 | Lightning protection and earthing components | Pr_65_70_46_24 | Earth bars | Y | N | rev 2 | Added
Earthing | EBP | Equipotential Bonding Point |  | CYP | BN | Returned - RTO | 23/05/19 - Added for earthing | Pr_65_70_46 | Lightning protection and earthing components | Pr_65_70_46_30 | Earthing conductors | Y | N | rev 2 | Added
Earthing | EBS | Earth Boss |  | CYP | BN | Returned - RTO Maintained - CYP | 09/04/18 - Returned - RTO allocation is due to it being part of the Returned Works Schedule, Schedule 32 section 1.3, part (f) point (6) traction earthing and bonding. | Pr_65_70_46 | Lightning protection and earthing components | Pr_65_70_46_30 | Earthing conductors | Y | N | rev A | Added
Earthing | ECR | Earth Connection Reinforcement |  | CYP | BN | Returned - RTO | 22/01/19 - Added for Power Systems crew | Pr_65_70_46 | Lightning protection and earthing components | Pr_65_70_46_30 | Earthing conductors | Y | N | rev2 | Added
Earthing | EEB | Earth Bar |  | CYP | SE | Returned - RTO Maintained - CYP | 09/04/18 - Returned - RTO allocation is due to it being part of the Returned Works Schedule, Schedule 32 section 1.3, part (f) point (6) traction earthing and bonding. 16/04/18 - MTM to confirm updated Ellipise equipment class. All earth bars to be classed as SE from meeting. | Pr_65_70_46 | Lightning protection and earthing components | Pr_65_70_46_24 | Earth bars | Y | N | rev A | Added
Earthing | EEL | Earth Electrode |  | CYP |  | Maintained - CYP | 23/05/19 - Added for earthing | Pr_65_70_46 | Lightning protection and earthing components | Pr_65_70_46_27 | Earth Rod | Y | N | rev 2 | Added
Earthing | EPT | Earth Pit |  | CYP | PTV | Returned - RTO Maintained - CYP | 09/04/18 - Returned - RTO allocation is due to it being part of the Returned Works Schedule, Schedule 32 section 1.3, part (f) point (6) traction earthing and bonding. 16/04/18 - Ellipise equipment class updated as per meeting with MTM. PTV required asset and not required by MTM | Pr_65_70_46 | Lightning protection and earthing components | Pr_65_70_46_26 | Earth rod inspection pits | Y | N | rev A | Added
Earthing | ETP | Earthing Test Point |  | CYP | NA | Returned - RTO Maintained - CYP | Additional Uniclass Object Code to be added 09/04/18 - Returned - RTO allocation is due to it being part of the Returned Works Schedule, Schedule 32 section 1.3, part (f) point (6) traction earthing and bonding. 16/04/18 - MTM to confirm updated Ellipise equipment class. | Pr_65_70_46 | Lightning protection and earthing components | NA |  | N | Y | rev A | Added
Earthing | HEB | High Voltage Room Main Earth Bar |  | CYP | SE | Returned - RTO Maintained - CYP | 16/04/18 - Ellipise equipment class updated as per meeting with MTM | Pr_65_70_46 | Lightning protection and earthing components | Pr_65_70_46_24 | Earth bars | Y | N | rev A | Added
Earthing | LAR | Lightning Arrestor |  | CYP | AB | Maintained - CYP | 16/04/18 - Ellipise equipment class updated as per meeting with MTM | Pr_65_70_46 | Lightning protection and earthing components | Pr_65_70_46_15 | Copper solid circular lightning conductors | Y | N | rev A | Added
Earthing | LEB | Low Voltage Room Earth Bar |  | CYP | SE | Maintained - CYP | 16/04/18 - Ellipise equipment class updated as per meeting with MTM | Pr_65_70_46 | Lightning protection and earthing components | Pr_65_70_46_24 | Earth bars | Y | N | rev A | Added
Earthing | LNB | Low Voltage Room Neutral Bar |  | CYP | SB | Maintained - CYP | 16/04/18 - Ellipise equipment class updated as per meeting with MTM | Pr_65_70_46 | Lightning protection and earthing components | Pr_65_70_46_24 | Earth bars | Y | N | rev A | Added
Earthing | LPS | Lightning Protection Spire |  | CYP |  | Maintained - CYP | 17/02/20 - Added by Earth (NH) | Pr_65_70_46 | Lightning protection and earthing components | Pr_65_70_46_27 | Earth rods | Y | N | rev 1 | Added
Earthing | MEB | Main Earth Bar |  | CYP | SE | Maintained - CYP | 23/05/19 - Added for earthing | Pr_65_70_46 | Lightning protection and earthing components | Pr_65_70_46_24 | Earth bars | Y | N | rev 2 | Added
Earthing | MEN | Multiple Earth Neutral |  | CYP | SB | Maintained - CYP | Additional Uniclass Object Code to be added 16/04/18 - Ellipise equipment class updated as per meeting with MTM | Pr_65_70_46 | Lightning protection and earthing components | Pr_65_70_46_24 | Earth bars | N | Y | rev A | Maintained
Earthing | NER | Neutral Earthing Resistor |  | CYP | SE | Maintained - CYP | Additional Uniclass Object Code to be added 16/04/18 - Ellipise equipment class updated as per meeting with MTM | Pr_65_70_46 | Lightning protection and earthing components | NA |  | N | Y | rev A | Maintained
Earthing | RBP | Rail Bonding Point |  | CYP | NA | Returned - RTO | 01/02/19 - Added for Earthing | Pr_65_70_46 | Lightning protection and earthing components | NA |  | N | Y | rev 1 | Added
Earthing | REB | RSA Earth Bar |  | CYP | SE | Returned - RTO | 01/07/19 - Added for Earthing | Pr_65_70_46 | Lightning protection and earthing components | Pr_65_70_46_24 | Earth bars | N | Y | rev 2 | Added
Earthing | RER | Rail Earthing Conductor |  | CYP | SE | Returned - RTO | 16/04/18 - MTM to confirm updated Ellipise equipment class. All earth bars to be classed as SE from meeting. 01/05/18 - Comment on the 16/04/18 is carried over to updated tag due to MMRA's request to maintain all equipment acronyms to a consistent length (3 characters). | Pr_65_70_46 | Lightning protection and earthing components | Pr_65_70_46_30 | Earthing conductors | Y | N |  | Added
Earthing | VLC | Voltage Limiting Device Cabinet |  | CYP |  | Maintained - CYP | 17/02/20 - Added by Earth (NH) | Pr_60_70_36 | High voltage switchgear and transformers | Pr_60_70_36_82 | High voltage switches | Y | N | rev 1 | Added
Earthing | VLF | Voltage Limiting Device (Fault) |  | CYP |  | Maintained - CYP | 17/02/20 - Added by Earth (NH) | Pr_60_70_36 | High voltage switchgear and transformers | Pr_60_70_36_82 | High voltage switches | Y | N | rev 1 | Added
Earthing | VLM | Voltage Limiting Device (Monitoring) |  | CYP |  | Maintained - CYP | 02/02/21 - Added by Earth (NH) | [7 empty] | Added
Earthing | VLO | Voltage Limiting Device (Operating) |  | CYP |  | Maintained - CYP | 17/02/20 - Added by Earth (NH) | Pr_60_70_36 | High voltage switchgear and transformers | Pr_60_70_36_82 | High voltage switches | Y | N | rev 1 | Added
Earthing | XEB | Cross Passage Earth Bar |  | CYP | SE | Maintained - CYP | 16/04/18 - MTM to confirm updated Ellipise equipment class. All earth bars to be classed as SE from meeting. 01/05/18 - Comment on the 16/04/18 is carried over to updated tag due to MMRA's request to maintain all equipment acronyms to a consistent length (3 characters). | Pr_65_70_46 | Lightning protection and earthing components | Pr_65_70_46_24 | Earth bars | Y | N |  | Added
Electrical (Common) | CAD | Cable Ladder - A Supply (DC Feeder & Neg) | DC A / HV DIST A | CYP | NA | Maintained - CYP | 18/03/19 - Added by Electrical | Pr_65_70_11 | Cable management | Pr_65_70_11_14 | Cable ladders | Y | N | rev 1 | Added
Electrical (Common) | CBD | Cable Ladder - B Supply (DC Feeder & Neg) | DC B / HV DIST B | CYP | NA | Maintained - CYP | 18/03/19 - Added by Electrical | Pr_65_70_11 | Cable management | Pr_65_70_11_14 | Cable ladders | Y | N | rev 1 | Added
Electrical (Common) | CDT | Cable Duct | COMB COMMS / MYKI POWER / MYKI COMMS | CYP | NA | Maintained - CYP | 08/04/19 - Added by Electrical | Pr_65_70_11 | Cable management | Pr_65_70_11_18 | Cable trunking | Y | N | rev 1 | Added
Electrical (Common) | CLA | Cable Ladder - A Supply (Non Ess) AC | NON-ESS A | CYP | NA | Maintained - CYP | 18/03/19 - Added by Electrical | Pr_65_70_11 | Cable management | Pr_65_70_11_14 | Cable ladders | Y | N | rev 1 | Added
Electrical (Common) | CLB | Cable Ladder - B Supply (Non Ess) AC | NON-ESS B | CYP | NA | Maintained - CYP | 18/03/19 - Added by Electrical | Pr_65_70_11 | Cable management | Pr_65_70_11_14 | Cable ladders | Y | N | rev 1 | Added
Electrical (Common) | CON | Contactor |  | CYP | NA | Maintained - CYP | 29/01/19 - Added for Electrical | Pr_75_51_52 | Motor starters, variable frequency drives and contactors | Pr_75_51_52_26 | Electro-mechanical contactors | Y | N | rev 1 | Added
Electrical (Common) | CPT | Cable Pit |  | CYP | NA | Maintained - CYP | 04/02/19 - Added by Electrical | NA |  | NA |  | Y | N | rev 1 | Added
Electrical (Common) | CTG | Cable Trunking |  | CYP | NA | Maintained - CYP | 16/04/18 - Ellipise equipment class updated as per meeting with MTM | Pr_65_70_11 | Cable management | Pr_65_70_11_18 | Cable trunking | Y | N | rev A | Added
Electrical (Common) | CTR | Cable Troughing |  | CYP | NA | Maintained - CYP | 16/04/18 - Ellipise equipment class updated as per meeting with MTM | Pr_65_70_11 | Cable management | Pr_65_70_11_16 | Cable troughs | Y | N | rev A | Added
Electrical (Common) | CTX | Current Transformer |  | CYP | PG | Returned - RTO Maintained - CYP | 09/04/18 - Returned - RTO allocation is due to it being part of the Returned Works Schedule, Schedule 32 section 1.3, part (f) point (7) traction power control and monitoring. 16/04/18 - Ellipise equipment class updated as per meeting with MTM | Pr_80_51_51 | Metering and test products | Pr_80_51_51_19 | Current transformers | Y | N | rev A | Added
Electrical (Common) | DIP | Dipole Cable Ladder |  | CYP | NA | Returned - RTO | 18/03/2021 - Added for Traction | Pr_65_70_11 | Cable management | Pr_65_70_11_14 | Cable ladders | Y | N | rev2 | Added
Electrical (Common) | EPN | Ethernet Patch Panel |  | CYP | NA | Maintained - CYP | 01/07/19 - Added for HV | Pr_70_75_52 | Mesh network products | Pr_70_75_52_56 | Network switches | Y | N | rev 2 | Added
Electrical (Common) | FBT | Fire Rated Cable Basket | COMB COMMS | CYP | NA | Maintained - CYP | 08/04/19 - Added by Electrical | Pr_65_70_11 | Cable management | Pr_65_70_11_12 | Cable baskets | Y | N | rev 1 | Added
Electrical (Common) | FCA | Fire Rated Cable Ladder - Comms A Supply AC | COMMS A / COMB COMMS / SIGNALING / VICTRACK | CYP | NA | Maintained - CYP | 18/03/19 - Added by Electrical | Pr_65_70_11 | Cable management | Pr_65_70_11_14 | Cable ladders | Y | N | rev 1 | Added
Electrical (Common) | FCB | Fire Rated Cable Ladder - Comms B Supply AC | COMMS B / COMB COMMS /MYKI COMMS / SIGNALING / VICTRACK | CYP | NA | Maintained - CYP | 18/03/19 - Added by Electrical | Pr_65_70_11 | Cable management | Pr_65_70_11_14 | Cable ladders | Y | N | rev 1 | Added
Electrical (Common) | FCG | Fire Rated Cable Trunking |  | CYP | NA | Maintained - CYP | 16/04/18 - Ellipise equipment class updated as per meeting with MTM | Pr_65_70_11 | Cable management | Pr_65_70_11_18 | Cable trunking | Y | N | rev A | Added
Electrical (Common) | FCL | Fire Rated Cable Ladder | COMB LV /COMB COMMS/ SIGNALING | CYP | NA | Maintained - CYP | 16/04/18 - Ellipise equipment class updated as per meeting with MTM 18/03/19 - Deleted by Electrical, not required and to be replaced by supply type acronym 08/04/19 - Reinstated by Electrical | Pr_65_70_11 | Cable management | Pr_65_70_11_14 | Cable ladders | Y | N | rev A | Added
Electrical (Common) | FCS | FOH Cable Containment System |  | CYP | NA | Maintained - CYP | 16/04/18 - Ellipise equipment class updated as per meeting with MTM | Pr_65_70_11 | Cable management | Pr_65_70_11_61 | Perimeter trunking | Y | N | rev A | Added
Electrical (Common) | FCT | Fire Rated Cable Tray |  | CYP | NA | Maintained - CYP | 16/04/18 - Ellipise equipment class updated as per meeting with MTM | Pr_65_70_11 | Cable management | Pr_65_70_11_17 | Cable trays | Y | N | rev A | Added
Electrical (Common) | FHA | Fire Rated Cable Ladder - HV A Supply AC | HV DIST A / HV TRAC A /HV EM | CYP | NA | Maintained - CYP | 18/03/19 - Added by Electrical | Pr_65_70_11 | Cable management | Pr_65_70_11_14 | Cable ladders | Y | N | rev 1 | Added
Electrical (Common) | FHB | Fire Rated Cable Ladder - HV B Supply AC | ESS B / HV DIST B / HV TRAC B | CYP | NA | Maintained - CYP | 18/03/19 - Added by Electrical | Pr_65_70_11 | Cable management | Pr_65_70_11_14 | Cable ladders | Y | N | rev 1 | Added
Electrical (Common) | FLA | Fire Rated Cable Ladder - LV Ess, and Crit. A Supply AC | LV A / ESS A / CRITICAL A /MYKI POWER / MYKI COMMS | CYP | NA | Maintained - CYP | 18/03/19 - Added by Electrical | Pr_65_70_11 | Cable management | Pr_65_70_11_14 | Cable ladders | Y | N | rev 1 | Added
Electrical (Common) | FLB | Fire Rated Cable Ladder - LV Ess, and Crit. B Supply AC | ESS B / CRITICAL B | CYP | NA | Maintained - CYP | 18/03/19 - Added by Electrical | Pr_65_70_11 | Cable management | Pr_65_70_11_14 | Cable ladders | Y | N | rev 1 | Added
Electrical (Common) | FTA | Fire Rated Cable Ladder - HV Traction A Supply AC | DC A / HV TRAC A / HV EM / TRAC EM | CYP | NA | Maintained - CYP | 18/03/19 - Added by Electrical | Pr_65_70_11 | Cable management | Pr_65_70_11_14 | Cable ladders | Y | N | rev 1 | Added
Electrical (Common) | FTB | Fire Rated Cable Ladder - HV Traction B Supply AC | DC B / HV TRAC B | CYP | NA | Maintained - CYP | 18/03/19 - Added by Electrical | Pr_65_70_11 | Cable management | Pr_65_70_11_14 | Cable ladders | Y | N | rev 1 | Added
Electrical (Common) | HCL | Heavy Duty Cable Ladder |  | CYP | NA | Maintained - CYP | 16/04/18 - Ellipise equipment class updated as per meeting with MTM | Pr_65_70_11 | Cable management | Pr_65_70_11_14 | Cable ladders | Y | N | rev A | Added
Electrical (Common) | HCT | HFT (Halogen Free Fire Resistant Temperature Stable) Conduit |  | CYP | NA | Maintained - CYP | Additional Uniclass Object Code to be added 16/04/18 - Ellipise equipment class updated as per meeting with MTM | Pr_65_70_11 | Cable management | NA |  | N | Y | rev A | Added
Electrical (Common) | HLI | High Level Interface |  | CYP |  | Maintained - CYP | 17/02/20 - Added by Fire (DP) | NA |  | NA |  | Y | N | rev 1 | Added
Electrical (Common) | LCL | Light Duty Cable Ladder |  | CYP | NA | Maintained - CYP | 16/04/18 - Ellipise equipment class updated as per meeting with MTM | Pr_65_70_11 | Cable management | Pr_65_70_11_14 | Cable ladders | Y | N | rev A | Added
Electrical (Common) | PNS | Power SCADA Network Switch |  | CYP | NA | Maintained - CYP | 27/03/2019 - Added by HV | Pr_70_75_52 | Mesh network products | Pr_70_75_52_56 | Network switches | Y | N | rev 1 | Added
Electrical (Common) | PRE | Protection Relay |  | CYP | AB | Maintained - CYP | 12/07/18 - Added | Pr_75_50_50 | Measuring and monitoring relays | NA |  | N | Y | rev 1 | Added
Electrical (Common) | RMP | Revenue Metering Panel |  | CYP | NA | Maintained - CYP | 17/04/19 - Added for HV | Pr_80_77_28 | Equipment enclosures, cabinets, boxes and housings | Pr_80_77_28_52 | Meter cabinets | Y | N | rev 2 | Added
Electrical (Common) | SCT | Steel Conduit |  | CYP | NA | Maintained - CYP | Additional Uniclass Object Code to be added 16/04/18 - Ellipise equipment class updated as per meeting with MTM | Pr_65_70_11 | Cable management | NA |  | N | Y | rev A | Added
Electrical (Common) | UPT | Utility Pit |  | CYP | NA | Maintained - CYP | 04/02/19 - Added by Electrical | NA |  | NA |  | Y | N | rev 1 | Added
Electrical (Common) | UTX | UPVC Conduit | DC / DIPOLE /COMMS A / COMMS B / LV A / LV B / SIGNALING | CYP | NA | Maintained - CYP | 09/08/18 - Added | Pr_65_70_11 | Cable management | Pr_65_70_11_71 | Rigid Conduit | Y | N | rev 1 | Added
Electrical (Common) | VTX | Voltage Transformer |  | CYP | PG | Returned - RTO Maintained - CYP | 09/04/18 - Returned - RTO allocation is due to it being part of the Returned Works Schedule, Schedule 32 section 1.3, part (f) point (7) traction power control and monitoring. 16/04/18 - Ellipise equipment class updated as per meeting with MTM | Pr_65_72_43 | Power conditioning equipment | Pr_65_72_43_96 | Voltage transformers | Y | N | rev A | Added
Electrical HV | AFD | Arc Flash Detector |  | CYP |  | Maintained - CYP | 07/03/19 - Added by HV | Pr_75_50_76 | Sensors and detectors | Pr_75_50_76_63 | Photoelectric sensors | Y | N | rev 1 | Added
Electrical HV | APE | Arch Flash Protection Relay |  | CYP | AB | Maintained - CYP | 07/03/19 - Added by HV | Pr_75_50_50 | Measuring and monitoring relays | NA
Electrical HV | CHA | Conduit HV A | HV DIST A | CYP |  | Maintained - CYP | 19/02/20 - Added by RC | Pr_65_70_11 | Cable management | Pr_65_70_11_71 | Rigid Conduit | Y | N | rev 1 | Added
Electrical HV | CHB | Conduit HV B | HV DIST B | CYP |  | Maintained - CYP | 19/02/20 - Added by RC | Pr_65_70_11 | Cable management | Pr_65_70_11_71 | Rigid Conduit | Y | N | rev 1 | Added
Electrical HV | HAS | High Voltage Auxiliary Supply |  | CYP | AB | Maintained - CYP | 14/08/18 - Added | Pr_60_70_64 | Power conditioning supply equipment | NA |  | N | Y | rev 1 | Added
Electrical HV | HBC | High Voltage Distribution - Battery Charger |  | CYP | AB | Maintained - CYP | 30/10/2018 - Added for HV | Pr_60_70_06 | Batteries and chargers | Pr_60_70_06_71 | Rechargeable dry cell battery chargers | Y | N | rev 1 | Added
Electrical HV | HBS | High Voltage Distribution - 48V Batteries |  | CYP | AB | Maintained - CYP | 30/04/18 - Added for HV | Pr_60_70_06 | Batteries and chargers | Pr_60_70_06_71 | Rechargeable dry cell battery chargers | Y | N | rev 1 | Added
Electrical HV | HBT | High Voltage Bus Tie |  | CYP | AB | Maintained - CYP | 16/04/18 - Ellipise equipment class updated as per meeting with MTM | Pr_60_70_36 | High voltage switchgear and transformers | Pr_60_70_36_82 | High voltage switches | Y | N | rev A | Added
Electrical HV | HCB | High Voltage Circuit Breaker |  | CYP | AB | Maintained - CYP | Modified to HVCB. This matches concept drawing tags 16/04/18 - Ellipise equipment class updated as per meeting with MTM 01/05/18 - Comment on the 16/04/18 is carried over to reinstated tag due to MMRA's request to maintain all equipment acronyms to a consistent length (3 characters). | Pr_60_70_36 | High voltage switchgear and transformers | Pr_60_70_36_94 | High voltage vacuum circuit breaker panels | Y | N |  | Maintained
Electrical HV | HCD | High Voltage Cable Live Detector |  | CYP | NA | Returned - RTO Maintained - CYP | 09/04/18 - Returned - RTO allocation is due to it being part of the Returned Works Schedule, Schedule 32 section 1.3, part (f) point (7) traction power control and monitoring. 16/04/18 - MTM to confirm updated Ellipise equipment class | Pr_75_50_76 | Sensors and detectors | Pr_75_50_76_95 | Voltage sensors | Y | N | rev A | Added
Electrical HV | HCJ | High Voltage Cable Joint |  | CYP | NA | Maintained - CYP | Additional Uniclass Object Code to be added 16/04/18 - Ellipise equipment class updated as per meeting with MTM | Pr_65_70_36 | High voltage cables | NA |  | N | Y | rev A | Added
Electrical HV | HEP | High Voltage Electrical Pit |  | CYP | PTV | Returned - RTO Maintained - CYP | 09/04/18 - Returned - RTO allocation is due to it being part of the Returned Works Schedule, Schedule 32 section 1.3, part (f) point (2) traction substations. 16/04/18 - Ellipise equipment class updated as per meeting with MTM. PTV required asset and not required by MTM | Pr_80_77_28 | Equipment enclosures, cabinets, boxes and housings | NA |  | N | Y | rev A | Added
Electrical HV | HES | High Voltage Earth Switch |  | CYP | AB | Returned - RTO Maintained - CYP | 09/04/18 - Returned - RTO allocation is due to it being part of the Returned Works Schedule, Schedule 32 section 1.3, part (f) point (2) traction substations. 16/04/18 - Ellipise equipment class updated as per meeting with MTM | Pr_60_70_36 | High voltage switchgear and transformers | Pr_60_70_36_26 | High voltage earthing switches | Y | N | rev A | Added
Electrical HV | HIS | High Voltage Isolator |  | CYP | AB | Maintained - CYP | 16/04/18 - Ellipise equipment class updated as per meeting with MTM | Pr_60_70_36 | High voltage switchgear and transformers | Pr_60_70_36_80 | High voltage switch-disconnectors | Y | N | rev A | Added
Electrical HV | HJB | High Voltage Junction Box |  | CYP | NA | Returned - RTO Maintained - CYP | 09/04/18 - Returned - RTO allocation is due to it being part of the Returned Works Schedule, Schedule 32 section 1.3, part (f) point (2) traction substations. 16/04/18 - Ellipise equipment class updated as per meeting with MTM | Pr_80_77_28 | Equipment enclosures, cabinets, boxes and housings | Pr_80_77_28_08 | Cable junction boxes | Y | N | rev A | Added
Electrical HV | HJX | High Voltage Joint Bay |  | CYP | NA | Returned - RTO Maintained - CYP | 09/04/18 - Returned - RTO allocation is due to it being part of the Returned Works Schedule, Schedule 32 section 1.3, part (f) point (2) traction substations. 16/04/18 - Ellipise equipment class updated as per meeting with MTM | Pr_80_77_28 | Equipment enclosures, cabinets, boxes and housings | Pr_80_77_28_08 | Cable junction boxes | Y | N | rev A | Added
Electrical HV | HMP | High Voltage Metering Panel |  | CYP | AB | Maintained - CYP | 16/04/18 - Ellipise equipment class updated as per meeting with MTM | Pr_65_72_43 | Power conditioning equipment | Pr_65_72_43_96 | Voltage transformers | Y | N | rev A | Maintained
Electrical HV | HPE | High Voltage Protection Relay |  | CYP | AB | Maintained - CYP | 30/10/18 - Added for HV | Pr_75_50_50 | Measuring and monitoring relays | NA |  | N | Y | rev 1 | Added
Electrical HV | HPP | High Voltage Protection Panel |  | CYP | PG | Maintained - CYP | 16/04/18 - Ellipise equipment class updated as per meeting with MTM | Pr_60_70_36 | High voltage switchgear and transformers | Pr_60_70_36_83 | High voltage switchgear protection and control modules | Y | N | rev A | Added
Electrical HV | HQF | High Voltage Circuit Breaker, Feeder |  | CYP | AB | Maintained - CYP | 16/04/18 - Ellipise equipment class updated as per meeting with MTM | Pr_60_70_36 | High voltage switchgear and transformers | Pr_60_70_36_12 | High voltage circuit breakers | Y | N | rev A | Maintained
Electrical HV | HQI | High Voltage Circuit Breaker, Incomer |  | CYP | AB | Maintained - CYP | 16/04/18 - Ellipise equipment class updated as per meeting with MTM | Pr_60_70_36 | High voltage switchgear and transformers | Pr_60_70_36_12 | High voltage circuit breakers | Y | N | rev A | Maintained
Electrical HV | HSD | High Voltage Surge Diverter |  | CYP | AB | Maintained - CYP | 30/10/18 - Added for HV | Pr_65_72_27 | Electrical protective devices | Pr_65_72_27_88 | Transient overvoltage surge suppression devices | Y | N | rev 1 | Added
Electrical HV | HVB | High Voltage Switchgear Bay |  | CYP | AB | Maintained - CYP | 23/05/19 - Added for HV | Pr_60_70_36 | High voltage switchgear and transformers | NA |  | Y | N | rev 2 | Added
Electrical HV | HVS | High Voltage Switchboard |  | CYP | SE | Returned - RTO Maintained - CYP | 09/04/18 - Returned - RTO allocation is due to it being part of the Returned Works Schedule, Schedule 32 section 1.3, part (f) point (2) traction substations. 16/04/18 - Ellipise equipment class updated as per meeting with MTM | Pr_60_70_36 | High voltage switchgear and transformers | Pr_60_70_36_53 | High voltage modular switchboards | Y | N | rev A | Maintained
Electrical HV | PFC | Power Factor Correction Unit |  | CYP | SE | Returned - RTO Maintained - CYP | 09/04/18 - Returned - RTO allocation is due to it being part of the Returned Works Schedule, Schedule 32 section 1.3, part (f) point (7) traction power control and monitoring. 16/04/18 - Ellipise equipment class updated as per meeting with MTM | Pr_65_72_43 | Power conditioning equipment | Pr_65_72_43_05 | Automatic power factor correction equipment | Y | N | rev A | Maintained
Electrical HV | TRD | Distribution Transformer |  | CYP | TF | Maintained - CYP |  | Pr_60_70_36 | High voltage switchgear and transformers | Pr_60_70_36_24 | High voltage dry type transformers | Y | N | rev A | Added
Electrical HV | TRI | Isolation Transformer |  | CYP | TF | Maintained - CYP |  | Pr_65_72_27 | Electrical protective devices | Pr_65_72_27_42 | Isolation transformers | Y | N | rev A | Added
Electrical HV | TRP | Power Transformer |  | CYP | TF | Maintained - CYP |  | Pr_60_70_36 | High voltage switchgear and transformers | Pr_60_70_36_30 | High voltage liquid immersed transformers | Y | N | rev A | Added
Electrical LV | ACB | Air Circuit Breaker |  | CYP | NA | Maintained - CYP | 16/04/18 - Ellipise equipment class updated as per meeting with MTM | Pr_65_72_27 | Electrical protective devices | Pr_65_72_27_02 | Air circuit breakers | Y | N | rev A | Added
Electrical LV | ADL | Advertising Light |  | CYP | NA | Maintained - CYP | Additional Uniclass Object Code to be added 16/04/18 - Ellipise equipment class updated as per meeting with MTM | Pr_70_70_48 | Luminaires, lighting track and lighting accessories | NA |  | N | Y | rev A | Added
Electrical LV | APL | Pole Light A |  | CYP | SR | Maintained - CYP | Additional Uniclass Object Code to be added 16/04/18 - Ellipise equipment class updated as per meeting with MTM | Pr_70_70_48 | Luminaires, lighting track and lighting accessories | NA |  | N | Y | rev A | Added
Electrical LV | ATS | Automatic Transfer Switch |  | CYP | SB | Maintained - CYP | 16/04/18 - Ellipise equipment class updated as per meeting with MTM | Pr_60_70_48 | Low voltage switchgear | Pr_60_70_48_05 | Automatic transfer switching equipment (TSE) | Y | N | rev A | Added
Electrical LV | BAL | FOH Architectural Light (Box Station) |  | CYP | NA | Maintained - CYP | Additional Uniclass Object Code to be added 16/04/18 - Ellipise equipment class updated as per meeting with MTM 01/05/18 - Comment on the 16/04/18 is carried over to updated tag due to MMRA's request to maintain all equipment acronyms to a consistent length (3 characters). | Pr_70_70_48 | Luminaires, lighting track and lighting accessories | NA |  | N | Y |  | Added
Electrical LV | BCH | Battery Charger |  | CYP | SE | Maintained - CYP | 16/04/18 - Ellipise equipment class updated as per meeting with MTM | Pr_60_70_06 | Batteries and chargers | Pr_60_70_06_71 | Rechargeable dry cell battery chargers | Y | N | rev A | Maintained
Electrical LV | BFL | FOH Feature Light (Box Station) |  | CYP | NA | Maintained - CYP | Additional Uniclass Object Code to be added 16/04/18 - Ellipise equipment class updated as per meeting with MTM 01/05/18 - Comment on the 16/04/18 is carried over to updated tag due to MMRA's request to maintain all equipment acronyms to a consistent length (3 characters). | Pr_70_70_48 | Luminaires, lighting track and lighting accessories | NA |  | N | Y |  | Added
Electrical LV | BGO | BOH General Purpose Outlet |  | CYP | NA | Maintained - CYP | 16/04/18 - Ellipise equipment class updated as per meeting with MTM 01/05/18 - Comment on the 16/04/18 is carried over to updated tag due to MMRA's request to maintain all equipment acronyms to a consistent length (3 characters). | Pr_65_72_97 | Wiring accessories | Pr_65_72_97_84 | Standard socket outlets | Y | N |  | Added
Electrical LV | BHL | BOH (Back of House) Light |  | CYP | NA | Maintained - CYP | Additional Uniclass Object Code to be added 16/04/18 - Ellipise equipment class updated as per meeting with MTM | Pr_70_70_48 | Luminaires, lighting track and lighting accessories | NA |  | N | Y | rev A | Added
Electrical LV | BPL | Pole Light B |  | CYP | SR | Maintained - CYP | Additional Uniclass Object Code to be added 16/04/18 - Ellipise equipment class updated as per meeting with MTM | Pr_70_70_48 | Luminaires, lighting track and lighting accessories | NA |  | N | Y | rev A | Added
Electrical LV | BTH | Basic Transfer Switch |  | CYP | SB | Maintained - CYP | 16/04/18 - Ellipise equipment class updated as per meeting with MTM | Pr_60_70_48 | Low voltage switchgear | Pr_60_70_48_11 | Changeover switches | Y | N | rev A | Added
Electrical LV | CAL | FOH Architectural Light (Cavern) |  | CYP | NA | Maintained - CYP | Additional Uniclass Object Code to be added 16/04/18 - Ellipise equipment class updated as per meeting with MTM 01/05/18 - Comment on the 16/04/18 is carried over to updated tag due to MMRA's request to maintain all equipment acronyms to a consistent length (3 characters). Equipment description also modified. | Pr_70_70_48 | Luminaires, lighting track and lighting accessories | NA |  | N | Y |  | Added
Electrical LV | CAN | Conduit Non-Essential A | NON ESS A | CYP |  | Maintained - CYP | 17/02/20 - Added by RC (LV) | Pr_65_70_11 | Cable management | Pr_65_70_11_71 | Rigid Conduit | Y | N | rev 1 | Added
Electrical LV | CCA | Conduit Critical A | CRITICAL A | CYP |  | Maintained - CYP | 17/02/20 - Added by RC (LV) | Pr_65_70_11 | Cable management | Pr_65_70_11_71 | Rigid Conduit | Y | N | rev 1 | Added
Electrical LV | CCB | Conduit Critical B | CRITICAL B | CYP |  | Maintained - CYP | 17/02/20 - Added by RC (LV) | Pr_65_70_11 | Cable management | Pr_65_70_11_71 | Rigid Conduit | Y | N | rev 1 | Added
Electrical LV | CDB | Critical Distribution Board |  | CYP | SB | Maintained - CYP | 11/07/18 - Added | Pr_60_70_22 | Distribution boxes and switchboards | Pr_60_70_22_22 | Distribution boards | Y | N | rev 1 | Added
Electrical LV | CEA | Conduit Essential A | ESS A / VICTRACK | CYP |  | Maintained - CYP | 17/02/20 - Added by RC (LV) | Pr_65_70_11 | Cable management | Pr_65_70_11_71 | Rigid Conduit | Y | N | rev 1 | Added
Electrical LV | CEB | Conduit Essential B | ESS B | CYP |  | Maintained - CYP | 17/02/20 - Added by RC (LV) | Pr_65_70_11 | Cable management | Pr_65_70_11_71 | Rigid Conduit | Y | N | rev 1 | Added
Electrical LV | CFL | FOH Feature Light (Cavern) |  | CYP | NA | Maintained - CYP | Additional Uniclass Object Code to be added 16/04/18 - Ellipise equipment class updated as per meeting with MTM 01/05/18 - Comment on the 16/04/18 is carried over to updated tag due to MMRA's request to maintain all equipment acronyms to a consistent length (3 characters). Equipment description also modified. | Pr_70_70_48 | Luminaires, lighting track and lighting accessories | NA |  | N | Y |  | Added
Electrical LV | CGO | Communications General Purpose Outlet |  | CYP | NA | Maintained - CYP | 11/11/19 - Added by Elec | Pr_65_72_97 | Wiring accessories | Pr_65_72_97_84 | Standard socket outlets | Y | N |  | Added
Electrical LV | CHD | Chiller Distribution Board |  | CYP | SB | Maintained - CYP | 09/08/18 - Added | Pr_60_70_22 | Distribution boxes and switchboards | Pr_60_70_22_22 | Distribution boards | Y | N | rev 1 | Added
Electrical LV | CJB | Communication Junction Box |  | CYP | EN | Returned - RTO | This code is for all the internal station communications (PA system, card readers and so forth) | Pr_80_77_28 | Equipment enclosures, cabinets, boxes and housings | Pr_80_77_28_08 | Cable junction boxes | Y | N | rev A | Added
Electrical LV | CMC | Conduit Combined Comms | COMB COMMS /MYKI COMMS | CYP |  | Maintained - CYP | 17/02/20 - Added by RC (LV) | Pr_65_70_11 | Cable management | Pr_65_70_11_71 | Rigid Conduit | Y | N | rev 1 | Added
Electrical LV | CME | Conduits Combined Electrical | COMB LV FR / MYKI POWER /LV POWER | CYP |  | Maintained - CYP | 17/02/20 - Added by RC (LV) | Pr_65_70_11 | Cable management | Pr_65_70_11_71 | Rigid Conduit | Y | N | rev 1 | Added
Electrical LV | CNB | Conduit Non-Essential B | NON ESS | CYP |  | Maintained - CYP | 17/02/20 - Added by RC (LV) | Pr_65_70_11 | Cable management | Pr_65_70_11_71 | Rigid Conduit | Y | N | rev 1 | Added
Electrical LV | COA | Conduit Comms A | COMMS A / VICTRACK / SIGNALING | CYP |  | Maintained - CYP | 17/02/20 - Added by RC (LV) | Pr_65_70_11 | Cable management | Pr_65_70_11_71 | Rigid Conduit | Y | N | rev 1 | Added
Electrical LV | COB | Conduit Comms B | COMMS B / VICTRACK / COMB COMMS | CYP |  | Maintained - CYP | 17/02/20 - Added by RC (LV) | Pr_65_70_11 | Cable management | Pr_65_70_11_71 | Rigid Conduit | Y | N | rev 1 | Added
Electrical LV | CPL | Pole Light C |  | CYP | SR | Maintained - CYP | Additional Uniclass Object Code to be added 16/04/18 - Ellipise equipment class updated as per meeting with MTM | Pr_70_70_48 | Luminaires, lighting track and lighting accessories | NA |  | N | Y | rev A | Added
Electrical LV | CRB | Critical Junction Box |  | CYP |  | Returned - RTO | 11/07/18 - Added | Pr_80_77_28 | Equipment enclosures, cabinets, boxes and housings | Pr_80_77_28_08 | Cable junction boxes | Y | N | rev 1 | Added
Electrical LV | CSB | Critical Supply Bus Duct |  | CYP | NA | Maintained - CYP | 09/08/18 - Added | Pr_60_70_48 | Low voltage switchgear | Pr_60_70_48_66 | Power busbar trunking | Y | N | rev 1 | Added
Electrical LV | CTS | Closed Transition Transfer Switch |  | CYP | SB | Maintained - CYP | 16/04/18 - Ellipise equipment class updated as per meeting with MTM 01/05/18 - Comment on the 16/04/18 is carried over to updated tag due to MMRA's request to maintain all equipment acronyms to a consistent length (3 characters). | Pr_60_70_48 | Low voltage switchgear | Pr_60_70_48_11 | Changeover switches | Y | N |  | Added
Electrical LV | DSP | Decline Sump Pump |  | CYP | NA | Returned - RTO | 18/03/19 - Added by Electrical | Pr_65_53_86 | Supply and exhaust pumps | Pr_65_53_86_86 | Suction pumps | Y | N | rev 1 | Added
Electrical LV | EDB | Essential Distribution Board |  | CYP | SB | Maintained - CYP | 16/04/18 - Ellipise equipment class updated as per meeting with MTM | Pr_60_70_22 | Distribution boxes and switchboards | Pr_60_70_22_22 | Distribution boards | Y | N | rev A | Added
Electrical LV | EGA | Ethernet Gateway |  | CYP |  | Maintained - CYP | 17/02/20 - Added by LV (YL) | Pr_75_75_90 | Transmission control products | Pr_75_75_90_65 | Protocol converters | Y | N | rev 1 | Added
Electrical LV | ELD | Emergency Lighting Distribution Board |  | CYP | EM | Maintained - CYP | 16/04/18 - Ellipise equipment class updated as per meeting with MTM 01/05/18 - Comment on the 16/04/18 is carried over to updated tag due to MMRA's request to maintain all equipment acronyms to a consistent length (3 characters). | Pr_60_70_22 | Distribution boxes and switchboards | Pr_60_70_22_22 | Distribution boards | Y | N |  | Added
Electrical LV | EML | Emergency Light |  | CYP |  | Maintained - CYP | 27/02/20 - Added by RC | Pr_70_70_48 | Luminaires, lighting track and lighting accessories | NA |  | N | Y | rev1 | Added
Electrical LV | ESB | Essential Bus Duct |  | CYP | NA | Maintained - CYP | 16/04/18 - Ellipise equipment class updated as per meeting with MTM 01/05/18 - Comment on the 16/04/18 is carried over to updated tag due to MMRA's request to maintain all equipment acronyms to a consistent length (3 characters). | Pr_60_70_48 | Low voltage switchgear | Pr_60_70_48_66 | Power busbar trunking | Y | N | rev 0 | Added
Electrical LV | ESL | Egress Strobe Light |  | CYP | EM | Maintained - CYP |  | Pr_70_75_94 | Visual and audible indicators | Pr_70_75_94_29 | Flashing filament warning beacons | Y | N | rev A | Maintained
Electrical LV | EUP | Emergency Lighting UPS |  | CYP | EM | Maintained - CYP |  | Pr_60_70_64 | Power conditioning supply equipment | Pr_60_70_64_93 | Uninterruptible power supply (UPS) units | Y | N | rev 1 | Added
Electrical LV | EXL | Exit Light |  | CYP |  | Maintained - CYP | 27/02/20 - Added by RC | Pr_70_70_48 | Luminaires, lighting track and lighting accessories | NA |  | N | Y | rev1 | Added
Electrical LV | FGO | FOH General Purpose Outlet |  | CYP | NA | Maintained - CYP | 16/04/18 - Ellipise equipment class updated as per meeting with MTM 01/05/18 - Comment on the 16/04/18 is carried over to updated tag due to MMRA's request to maintain all equipment acronyms to a consistent length (3 characters). | Pr_65_72_97 | Wiring accessories | Pr_65_72_97_84 | Standard socket outlets | Y | N |  | Added
Electrical LV | HCF | Harmonic Filter |  | CYP | SE | Maintained - CYP | 16/04/18 - MTM to confirm updated Ellipise equipment class. | Pr_65_72_43 | Power conditioning equipment | Pr_65_72_43_64 | Power conditioning units | Y | N | rev A | Added
Electrical LV | HDB | HVAC DB |  | CYP | SB | Maintained - CYP | 16/04/18 - Ellipise equipment class updated as per meeting with MTM 01/05/18 - Comment on the 16/04/18 is carried over to updated tag due to MMRA's request to maintain all equipment acronyms to a consistent length (3 characters). | Pr_60_70_22 | Distribution boxes and switchboards | Pr_60_70_22_22 | Distribution boards | Y | N |  | Added
Electrical LV | kWH | Power Usage Meter |  | CYP |  | Maintained - CYP | 17/02/20 - Added by LV (YL) | Pr_80_51_51 | Metering and test products | Pr_80_51_51_28 | Energy meters | Y | N | rev 1 | Added
Electrical LV | LBT | Low Voltage Bus Tie |  | CYP | NA | Maintained - CYP | 26/01/19 - Added by Electrical | Pr_60_70_48 | Low voltage switchgear | Pr_60_70_48_48 | Low voltage switches | Y | N | rev 0 | Added
Electrical LV | LCP | Lighting Control Panel |  | CYP | NA | Returned - RTO Maintained - CYP | 09/04/18 - Returned - RTO allocation is due to it being part of the Returned Works Schedule, Schedule 32 section 1.3, part (d) tunnel lighting, excluding controllers shared with station lighting 16/04/18 - Ellipise equipment class updated as per meeting with MTM | Pr_75_50_18 | Controllers and control panels | Pr_75_50_18_17 | Control panels | Y | N | rev A | Added
Electrical LV | LDB | Lighting Distribution Board |  | CYP | SB | Maintained - CYP | 16/04/18 - Ellipise equipment class updated as per meeting with MTM | Pr_60_70_22 | Distribution boxes and switchboards | Pr_60_70_22_46 | Lighting distribution boxes | Y | N | rev A | Maintained
Electrical LV | LEP | Low Voltage Electrical Pit |  | CYP | PTV | Maintained - CYP | Additional Uniclass Object Code to be added 16/04/18 - Ellipise equipment class updated as per meeting with MTM | Pr_80_77_28 | Equipment enclosures, cabinets, boxes and housings | NA |  | N | Y | rev A | Added
Electrical LV | LGO | FOH Lockable General Purpose Outlet |  | CYP | NA | Maintained - CYP | 16/04/18 - Ellipise equipment class updated as per meeting with MTM 01/05/18 - Comment on the 16/04/18 is carried over to updated tag due to MMRA's request to maintain all equipment acronyms to a consistent length (3 characters). | Pr_65_72_97 | Wiring accessories | Pr_65_72_97_82 | Specialist socket outlets | Y | N |  | Added
Electrical LV | LJB | Low Voltage Junction Box |  | CYP | EN | Maintained - CYP |  | Pr_80_77_28 | Equipment enclosures, cabinets, boxes and housings | Pr_80_77_28_08 | Cable junction boxes | Y | N | rev A | Maintained
Electrical LV | LMP | LV Marshalling Panel |  | CYP | RM | Maintained - CYP | 15/04/19 - Discipline updated to Electrical LV | Pr_75_50_18 | Controllers and control panels | Pr_75_50_18_17 | Control panels | Y | N | rev 2 | Added
Electrical LV | LPD | Light and Power Distribution Board |  | CYP | SB | Maintained - CYP | 09/08/18 - Added | Pr_60_70_22 | Distribution boxes and switchboards | Pr_60_70_22_46 | Lighting distribution boxes | Y | N | rev 1 | Added
Electrical LV | LQF | Low Voltage Circuit breaker, 400V, feeder |  | CYP | SB | Maintained - CYP | 16/04/18 - Ellipise equipment class updated as per meeting with MTM | Pr_65_72_27 | Electrical protective devices | Pr_65_72_27_02 | Air circuit breakers | Y | N | rev A | Maintained
Electrical LV | LQI | Low Voltage Circuit breaker, 400V, incomer |  | CYP | SB | Maintained - CYP | 16/04/18 - Ellipise equipment class updated as per meeting with MTM | Pr_65_72_27 | Electrical protective devices | Pr_65_72_27_02 | Air circuit breakers | Y | N | rev A | Maintained
Electrical LV | LSB | Low Voltage Switchboard |  | CYP | SB | Maintained - CYP | Maintain Section Code. No Object Code required 01/05/18 - Added due to MMRA's request to maintain all equipment acronyms to a consistent length (3 characters). | Pr_60_70_48 | Low voltage switchgear | NA |  | Y | N |  | Added
Electrical LV | LVB | Low Voltage Bus Duct |  | CYP | NA | Maintained - CYP | 16/04/18 - Ellipise equipment class updated as per meeting with MTM 01/05/18 - Comment on the 16/04/18 is carried over to updated tag due to MMRA's request to maintain all equipment acronyms to a consistent length (3 characters). | Pr_60_70_48 | Low voltage switchgear | Pr_60_70_48_66 | Power busbar trunking | Y | N | rev 0 | Added
Electrical LV | MAD | MVAC DB |  | CYP | SB | Maintained - CYP | 16/04/18 - Ellipise equipment class updated as per meeting with MTM 01/05/18 - Comment on the 16/04/18 is carried over to updated tag due to MMRA's request to maintain all equipment acronyms to a consistent length (3 characters). | Pr_60_70_22 | Distribution boxes and switchboards | Pr_60_70_22_22 | Distribution boards | Y | N |  | Added
Electrical LV | MCB | Miniature Circuit Breaker |  | CYP | SB | Maintained - CYP | 16/04/18 - Ellipise equipment class updated as per meeting with MTM | Pr_65_72_27 | Electrical protective devices | Pr_65_72_27_52 | Miniature circuit breakers | Y | N | rev A | Added
Electrical LV | MCC | Motor Control Centre |  | CYP |  | Maintained - CYP | 17/02/20 - Added by LV (YL) | Pr_75_51_52 | Motor starters, variable frequency drives and contactors | Pr_75_51_52_02 | Alternating current (a.c.) semiconductor motor controllers and starters | Y | N | rev 1 | Added
Electrical LV | MCD | Main UPS Coms Distribution Board |  | CYP | SB | Maintained - CYP | 16/04/18 - MTM to confirm updated Ellipise equipment class. 01/05/18 - Comment on the 16/04/18 is carried over to updated tag due to MMRA's request to maintain all equipment acronyms to a consistent length (3 characters). 08/04/19 - Discipline updated from Telecommunications to Electrical LV | Pr_60_70_22 | Distribution boxes and switchboards | Pr_60_70_22_22 | Distribution boards | Y | N |  | Added
Electrical LV | MCQ | Moulded Case Circuit Breaker |  | CYP | SB | Maintained - CYP | 16/04/18 - Ellipise equipment class updated as per meeting with MTM 01/05/18 - Comment on the 16/04/18 is carried over to updated tag due to MMRA's request to maintain all equipment acronyms to a consistent length (3 characters). | Pr_65_72_27 | Electrical protective devices | Pr_65_72_27_53 | Moulded case circuit breakers | Y | N |  | Added
Electrical LV | MDB | Main Distribution Board |  | CYP | SB | Maintained - CYP | 16/04/18 - Ellipise equipment class updated as per meeting with MTM | Pr_60_70_22 | Distribution boxes and switchboards | Pr_60_70_22_22 | Distribution boards | Y | N | rev A | Added
Electrical LV | MFM | Multi-Function Meter |  | CYP |  | Maintained - CYP | 17/02/20 - Added by LV (YL) | Pr_80_51_51 | Metering and test products | Pr_80_51_51_28 | Energy meters | Y | N | rev 1 | Added
Electrical LV | MPO | Multi-Gang Power Outlets |  | CYP | NA | Maintained - CYP | 16/04/18 - Ellipise equipment class updated as per meeting with MTM | Pr_65_72_97 | Wiring accessories | Pr_65_72_97_52 | Multi-gang power outlets | Y | N | rev A | Added
Electrical LV | MSB | Main Switchboard |  | CYP | SB | Maintained - CYP | 21/03/19 - Added by Electrical to suit PS&TR Part D | Pr_60_70_22 | Distribution boxes and switchboards | Pr_60_70_22_22 | Distribution boards | Y | N | rev 1 | Added
Electrical LV | MSS | Mechanical Services Switchboard |  | CYP | SB | Maintained - CYP | 21/03/19 - Added by Electrical to suit PS&TR Part D | Pr_60_70_22 | Distribution boxes and switchboards | Pr_60_70_22_22 | Distribution boards | Y | N | rev 1 | Added
Electrical LV | MTS | Manual Transfer Switch |  | CYP | NA | Maintained - CYP | 16/04/18 - Ellipise equipment class updated as per meeting with MTM | Pr_60_70_48 | Low voltage switchgear | Pr_60_70_48_11 | Changeover switches | Y | N | rev A | Added
Electrical LV | NDB | Non-Essential Distribution Board |  | CYP | SB | Maintained - CYP | 16/04/18 - Ellipise equipment class updated as per meeting with MTM | Pr_60_70_22 | Distribution boxes and switchboards | Pr_60_70_22_22 | Distribution boards | Y | N | rev A | Added
Electrical LV | NEB | Non-Essential Bus Duct |  | CYP | NA | Maintained - CYP | 16/04/18 - Ellipise equipment class updated as per meeting with MTM 01/05/18 - Comment on the 16/04/18 is carried over to updated tag due to MMRA's request to maintain all equipment acronyms to a consistent length (3 characters). | Pr_60_70_48 | Low voltage switchgear | Pr_60_70_48_66 | Power busbar trunking | Y | N | rev 0 | Added
Electrical LV | NMS | Non-Essential Mechanical Switchboard |  | CYP | SB | Maintained - CYP | 11/11/19 - Added by Elec | Pr_60_70_22 | Distribution boxes and switchboards | Pr_60_70_22_22 | Distribution boards | Y | N |  | Added
Electrical LV | PDB | Power Distribution Board |  | CYP | SB | Maintained - CYP | 09/08/18 - Added | Pr_60_70_22 | Distribution boxes and switchboards | Pr_60_70_22_22 | Distribution boards | Y | N | rev 1 | Added
Electrical LV | PEC | PE Cell |  | CYP | NA | Maintained - CYP | 16/04/18 - Ellipise equipment class updated as per meeting with MTM | Pr_75_50_76 | Sensors and detectors | Pr_75_50_76_63 | Photoelectric sensors | Y | N | rev A | Added
Electrical LV | PMT | Power Metering |  | CYP | NA | Maintained - CYP | 16/04/18 - Ellipise equipment class updated as per meeting with MTM | Pr_80_51_51 | Metering and test products | Pr_80_51_51_28 | Energy meters | Y | N | rev A | Added
Electrical LV | PSU | Power Supply Unit |  | CYP | PS | Maintained - CYP |  | Pr_60_70_65 | Power generators, engines and packaged combined heat and power (CHP) units | Pr_60_70_65_34 | Generator sets | Y | N | rev A | Maintained
Electrical LV | PVR | PV Rectifier |  | CYP | NA | Maintained - CYP | 09/08/18 - Added | Pr_70_70_47 | Lighting controls and lighting distribution products | Pr_70_70_47_49 | Luminaire inverter modules | Y | N | rev 1 | Added
Electrical LV | RDB | Retail Distribution Board |  | CYP | SB | Maintained - CYP | 16/04/18 - Ellipise equipment class updated as per meeting with MTM | Pr_60_70_22 | Distribution boxes and switchboards | Pr_60_70_22_22 | Distribution boards | Y | N | rev A | Added
Electrical LV | RJB | RSA Junction Box |  | CYP/RSA | EN | Returned - RTO | RSA item | Pr_80_77_28 | Equipment enclosures, cabinets, boxes and housings | Pr_80_77_28_08 | Cable junction boxes | Y | N | rev A | Added
Electrical LV | RLY | Relay |  | CYP |  | Maintained - CYP | 17/02/20 - Added by LV (YL) | Pr_75_51_52 | Motor starters, variable frequency drives and contactors | Pr_75_51_52_27 | Electromechanical control circuit devices | Y | N | rev 1 | Added
Electrical LV | RPM | Retail Power Metering |  | CYP | NA | Maintained - CYP | 16/04/18 - Ellipise equipment class updated as per meeting with MTM | Pr_80_51_51 | Metering and test products | Pr_80_51_51_28 | Energy meters | Y | N | rev A | Added
Electrical LV | SDB | Sewer Pump Distribution Board |  | CYP | SB | Maintained - CYP | 14/08/18 - Added | Pr_60_70_22 | Distribution boxes and switchboards | Pr_60_70_22_22 | Distribution boards | Y | N | rev 1 | Added
Electrical LV | SED | Surge Diverter |  | CYP | NA | Maintained - CYP | 16/04/18 - Ellipise equipment class updated as per meeting with MTM | Pr_65_72_27 | Electrical protective devices | Pr_65_72_27_88 | Transient overvoltage surge suppression devices | Y | N | rev A | Added
Electrical LV | SPD | Stair Pressurisation Distribution Board |  | CYP | SB | Maintained - CYP | 09/08/18 - Added | Pr_60_70_22 | Distribution boxes and switchboards | Pr_60_70_22_22 | Distribution boards | Y | N | rev 1 | Added
Electrical LV | SRS | Synchronous Transfer Switch |  | CYP | NA | Maintained - CYP | 16/04/18 - Ellipise equipment class updated as per meeting with MTM 01/05/18 - Comment on the 16/04/18 is carried over to updated tag due to MMRA's request to maintain all equipment acronyms to a consistent length (3 characters). | Pr_60_70_48 | Low voltage switchgear | Pr_60_70_48_11 | Changeover switches | Y | N |  | Added
Electrical LV | SSB | Safety Services Bus Duct |  | CYP | NA | Maintained - CYP | 16/04/18 - Ellipise equipment class updated as per meeting with MTM 01/05/18 - Comment on the 16/04/18 is carried over to updated tag due to MMRA's request to maintain all equipment acronyms to a consistent length (3 characters). | Pr_60_70_48 | Low voltage switchgear | Pr_60_70_48_66 | Power busbar trunking | Y | N | rev 0 | Added
Electrical LV | SSL | Safety and Security Light |  | CYP | NA | Maintained - CYP | Additional Uniclass Object Code to be added 16/04/18 - Ellipise equipment class updated as per meeting with MTM | Pr_70_70_48 | Luminaires, lighting track and lighting accessories | NA |  | N | Y | rev A | Added
Electrical LV | STB | Strobe |  | CYP | EM | Maintained - CYP |  | Pr_70_75_94 | Visual and audible indicators | Pr_70_75_94_29 | Flashing filament warning beacons | Y | N | rev A | Maintained
Electrical LV | STF | Fire Red Strobe |  | CYP | FE | Maintained - CYP |  | Pr_70_75_94 | Visual and audible indicators | Pr_70_75_94_29 | Flashing filament warning beacons | Y | N | rev A | Maintained
Electrical LV | STS | Static Transfer Switch |  | CYP | NA | Maintained - CYP | 16/04/18 - Ellipise equipment class updated as per meeting with MTM | Pr_60_70_48 | Low voltage switchgear | Pr_60_70_48_11 | Changeover switches | Y | N | rev A | Added
Electrical LV | TCD | Tunnel Critical Distribution Board |  | CYP | SB | Returned - RTO | 17/10/18 - Added | Pr_60_70_22 | Distribution boxes and switchboards | Pr_60_70_22_22 | Distribution boards | Y | N | rev 1 | Added
Electrical LV | TDB | Tunnel Essential Distribution Board |  | CYP | SB | Returned - RTO | 01/05/18 - Newly added equipment. MTM to confirm allocated Ellipise equipment class 11/07/18 - Description updated | Pr_60_70_22 | Distribution boxes and switchboards | Pr_60_70_22_22 | Distribution boards | Y | N | rev 1 | Added
Electrical LV | TED | Tunnel Emergency Lighting Distribution Board |  | CYP | SB | Returned - RTO | 11/07/18 - Added | Pr_60_70_22 | Distribution boxes and switchboards | Pr_60_70_22_22 | Distribution boards | Y | N | rev 1 | Added
Electrical LV | TEL | Tunnel Emergency Light |  | CYP | EM | Returned - RTO | Additional Uniclass Object Code to be added 01/05/18 - Added due to MMRA's request to maintain all equipment acronyms to a consistent length (3 characters). | Pr_70_70_48 | Luminaires, lighting track and lighting accessories | NA |  | N | Y |  | Added
Electrical LV | TGL | Tunnel General Light |  | CYP | NA | Returned - RTO | Additional Uniclass Object Code to be added 16/04/18 - Ellipise equipment class updated as per meeting with MTM 01/05/18 - Comment on the 16/04/18 is carried over to updated tag due to MMRA's request to maintain all equipment acronyms to a consistent length (3 characters). | Pr_70_70_48 | Luminaires, lighting track and lighting accessories | NA |  | N | Y |  | Added
Electrical LV | TGO | Tunnel General Purpose Outlet |  | CYP | NA | Maintained - CYP | 11/11/19 - Added by Elec | Pr_65_72_97 | Wiring accessories | Pr_65_72_97_84 | Standard socket outlets | Y | N |  | Added
Electrical LV | TJB | Telecommunication Junction Box |  | CYP | EN | Returned - RTO | This code is for all the Telco companies (Telstra, TPG and so forth) | Pr_80_77_28 | Equipment enclosures, cabinets, boxes and housings | Pr_80_77_28_08 | Cable junction boxes | Y | N | rev A | Added
Electrical LV | UBT | Critical Bus Tie |  | CYP | NA | Maintained - CYP | 26/01/19 - Added by Electrical | Pr_60_70_48 | Low voltage switchgear | Pr_60_70_48_48 | Low voltage switches | Y | N | rev 1 | Added
Electrical LV | UDB | Main UPS Distribution Board |  | CYP | SB | Maintained - CYP | 11/07/18 - Added | Pr_60_70_22 | Distribution boxes and switchboards | Pr_60_70_22_22 | Distribution boards | Y | N | rev 1 | Added
Electrical LV | ULD | UPS Lighting Distribution Board |  | CYP | UP | Maintained - CYP | 26/02/19 - Added | Pr_60_70_22 | Distribution boxes and switchboards | Pr_60_70_22_22 | Distribution boards | Y | N |  | Added
Electrical LV | UPS | Uninterruptible Power Supply |  | CYP | EU | Maintained - CYP |  | Pr_60_70_64 | Power conditioning supply equipment | Pr_60_70_64_93 | Uninterruptible power supply (UPS) units | Y | N | rev A | Maintained
Electrical LV | VSD | Variable Speed Drive |  | CYP | SB | Maintained - CYP | 16/04/18 - MTM to confirm updated Ellipise equipment class. | Pr_75_51_52 | Motor starters, variable frequency drives and contactors | Pr_75_51_52_01 | Alternating current (a.c.) drives | Y | N | rev A | Maintained
Electrical LV | XCD | Cross Passage Critical Distribution Board |  | CYP | SB | Maintained - CYP | 23/05/19 - Added | Pr_60_70_22 | Distribution boxes and switchboards | Pr_60_70_22_22 | Distribution boards | Y | N | rev 2 | Added
Electrical LV | XDB | Cross Passage Distribution Board |  | CYP | SB | Maintained - CYP | 17/10/18 - Added | Pr_60_70_22 | Distribution boxes and switchboards | Pr_60_70_22_22 | Distribution boards | Y | N | rev 1 | Added
Electrical LV | XEL | Cross Passage Emergency Light |  | CYP | EM | Returned - RTO | Additional Uniclass Object Code to be added 01/05/18 - Added due to MMRA's request to maintain all equipment acronyms to a consistent length (3 characters). | Pr_70_70_48 | Luminaires, lighting track and lighting accessories | NA |  | N | Y |  | Added
Electrical Traction | BSL | Blue Rail Signal Light |  | CYP/RSA | NA | Returned - RTO | Additional Uniclass Object Code to be added 16/04/18 - MTM to confirm updated Ellipise equipment class. 01/05/18 - Comment on the 16/04/18 is carried over to updated tag due to MMRA's request to maintain all equipment acronyms to a consistent length (3 characters). | Pr_70_70_48 | Luminaires, lighting track and lighting accessories | NA |  | N | Y |  | Added
Electrical Traction | CAT | Conduit Traction HV A | HV TRAC A | CYP |  | Maintained - CYP | 19/02/20 - Added by RC | Pr_65_70_11 | Cable management | Pr_65_70_11_71 | Rigid Conduit | Y | N | rev 1 | Added
Electrical Traction | CBT | Conduit Traction HV B | HV TRAC B | CYP |  | Maintained - CYP | 19/02/20 - Added by RC | Pr_65_70_11 | Cable management | Pr_65_70_11_71 | Rigid Conduit | Y | N | rev 1 | Added
Electrical Traction | CTA | Conduit Traction DC A | DC A |  |  | Maintained - CYP | 20/02/20 - Added by RC | Pr_65_70_11 | Cable management | Pr_65_70_11_71 | Rigid Conduit | Y | N | rev 1 | Added
Electrical Traction | CTB | Conduit Traction DC B | DC B |  |  | Maintained - CYP | 20/02/20 - Added by RC | Pr_65_70_11 | Cable management | Pr_65_70_11_71 | Rigid Conduit | Y | N | rev 1 | Added
Electrical Traction | DBC | DC Traction Battery Charger |  | CYP | SE | Returned - RTO | 16/04/18 - Ellipise equipment class updated as per meeting with MTM 01/05/18 - Comment on the 16/04/18 is carried over to updated tag due to MMRA's request to maintain all equipment acronyms to a consistent length (3 characters). | Pr_60_70_06 | Batteries and chargers | Pr_60_70_06_71 | Rechargeable dry cell battery chargers | Y | N |  | Added
Electrical Traction | DBS | DC Traction 48V Batteries |  | CYP | SE | Returned - RTO | 16/04/18 - Ellipise equipment class updated as per meeting with MTM 01/05/18 - Comment on the 16/04/18 is carried over to updated tag due to MMRA's request to maintain all equipment acronyms to a consistent length (3 characters). | Pr_60_70_06 | Batteries and chargers | Pr_60_70_06_71 | Rechargeable dry cell battery chargers | Y | N |  | Added
Electrical Traction | DBT | DC Traction Bus Tie |  | CYP | DB | Returned - RTO | 16/04/18 - Ellipise equipment class updated as per meeting with MTM 01/05/18 - Comment on the 16/04/18 is carried over to updated tag due to MMRA's request to maintain all equipment acronyms to a consistent length (3 characters). | Pr_60_70_36 | High voltage switchgear and transformers | Pr_60_70_36_82 | High voltage switches | Y | N |  | Added
Electrical Traction | DBX | DC Bypass Switch |  | CYP | DB | Returned - RTO | 01/07/19 - Added for Traction | Pr_60_70_36 | High voltage switchgear and transformers | Pr_60_70_36_82 | High voltage switches | Y | N | rev 2 | Added
Electrical Traction | DCB | DC Circuit Breaker |  | CYP | DB | Returned - RTO | Additional Uniclass Object Code to be added 16/04/18 - Ellipise equipment class updated as per meeting with MTM 01/05/18 - Comment on the 16/04/18 is carried over to updated tag due to MMRA's request to maintain all equipment acronyms to a consistent length (3 characters). | Pr_60_70_36 | High voltage switchgear and transformers | NA |  | N | Y |  | Added
Electrical Traction | DCI | DC Inverter Assembly |  | CYP | RF | Returned - RTO | Additional Uniclass Object Code to be added | Pr_60_70_36 | High voltage switchgear and transformers | NA |  | N | Y | rev A | Added
Electrical Traction | DCL | DC Line Indicator |  | CYP | NA | Returned - RTO | 01/07/19 - Added for Traction | NA |  | NA |  | N | N | rev 2 | Added
Electrical Traction | DCP | DC Traction Rectifier Control Panel |  | CYP | PG | Returned - RTO | 16/04/18 - Ellipise equipment class updated as per meeting with MTM 01/05/18 - Comment on the 16/04/18 is carried over to updated tag due to MMRA's request to maintain all equipment acronyms to a consistent length (3 characters). | Pr_75_50_18 | Controllers and control panels | Pr_75_50_18_17 | Control panels | Y | N |  | Added
Electrical Traction | DCR | DC Rectifier Assembly |  | CYP | DB | Returned - RTO | Additional Uniclass Object Code to be added 16/04/18 - Ellipise equipment class updated as per meeting with MTM | Pr_60_70_36 | High voltage switchgear and transformers | NA |  | N | Y | rev A | Added
Electrical Traction | DCS | DC Traction Sectionalizer |  | CYP | DB | Returned - RTO | 16/04/18 - Equipment description and Ellipise equipment class updated as per meeting with MTM | Pr_60_70_36 | High voltage switchgear and transformers | Pr_60_70_36_80 | High voltage switch-disconnectors | Y | N | rev A | Added
Electrical Traction | DES | DC Traction Earth Switch |  | CYP | DB | Returned - RTO | 16/04/18 - Ellipise equipment class updated as per meeting with MTM 01/05/18 - Comment on the 16/04/18 is carried over to updated tag due to MMRA's request to maintain all equipment acronyms to a consistent length (3 characters). | Pr_60_70_36 | High voltage switchgear and transformers | Pr_60_70_36_26 | High voltage earthing switches | Y | N |  | Added
Electrical Traction | DIS | DC Traction Isolator |  | CYP | DB | Returned - RTO | 16/04/18 - Ellipise equipment class updated as per meeting with MTM 01/05/18 - Comment on the 16/04/18 is carried over to updated tag due to MMRA's request to maintain all equipment acronyms to a consistent length (3 characters). | Pr_60_70_36 | High voltage switchgear and transformers | Pr_60_70_36_80 | High voltage switch-disconnectors | Y | N |  | Added
Electrical Traction | DPP | DC Traction Protection Panel |  | CYP | PG | Returned - RTO | 16/04/18 - Ellipise equipment class updated as per meeting with MTM 01/05/18 - Comment on the 16/04/18 is carried over to updated tag due to MMRA's request to maintain all equipment acronyms to a consistent length (3 characters). | Pr_60_70_36 | High voltage switchgear and transformers | Pr_60_70_36_83 | High voltage switchgear protection and control modules | Y | N |  | Added
Electrical Traction | DSB | DC Switchboard |  | CYP | DB | Returned - RTO | 01/05/18 - Newly added equipment. MTM to confirm allocated Ellipise equipment class. | Pr_60_70_36 | High voltage switchgear and transformers | Pr_60_70_36_53 | High voltage modular switchboards | Y | N |  | Added
Electrical Traction | DSD | DC Surge Diverter |  | CYP | DB | Returned - RTO | 30/10/18 - Added for HV | Pr_65_72_27 | Electrical protective devices | Pr_65_72_27_88 | Transient overvoltage surge suppression devices | Y | N | rev 1 | Added
Electrical Traction | FEC | Feeder Connector |  | CYP | NA | Returned - RTO | 05/03/19 - Added for OH and Traction | NA |  | NA |  | N | N | rev 1 | Added
Electrical Traction | FFP | Frame Fault Protection |  | CYP | NA | Returned - RTO | 21/05/20 - Added for Traction | Pr_75_50_50 | Measuring and monitoring relays | NA |  | N | Y | rev 1 | Added
Electrical Traction | LBI | Live Bus Indicator |  | CYP | NA | Returned - RTO | 21/05/20 - Added for Traction | Pr_70_75_94 | Visual and audible indicators | NA |  | N | Y | rev1 | Added
Electrical Traction | MCF | Media Converter Copper to Fibre |  | CYP | NA | Returned - RTO | 21/05/20 - Added for Traction | Pr_75_75_90 | Transmission control products | NA |  | N | Y | rev1 | Added
Electrical Traction | MLS | Mast Mounted Line Isolators |  | CYP | DB | Returned - RTO | Additional Uniclass Object Code to be added 01/05/18 - Newly added equipment. MTM to confirm allocated Ellipise equipment class. | Pr_60_70_36 | High voltage switchgear and transformers | Pr_60_70_36_80 | High voltage switch-disconnectors | Y | N |  | Added
Electrical Traction | NBR | Negative Bar |  | CYP | SE | Returned - RTO | Additional Uniclass Object Code to be added 16/04/18 - Ellipise equipment class updated as per meeting with MTM | Pr_60_70_36 | High voltage switchgear and transformers | NA |  | N | Y | rev A | Added
Electrical Traction | NPR | Negative Pillar |  | CYP | DB | Returned - RTO | Additional Uniclass Object Code to be added 01/05/18 - Newly added equipment. MTM to confirm allocated Ellipise equipment class. | Pr_60_70_36 | High voltage switchgear and transformers | NA |  | N | Y |  | Added
Electrical Traction | ODB | OHLE Distribution Board |  | CYP |  | returned - RTO | 09/08/18 - Added | Pr_60_70_22 | Distribution boxes and switchboards | Pr_60_70_22_22 | Distribution boards | Y | N | rev 1 | Added
Electrical Traction | OHL | Overhead Line Equipment |  | CYP | NA | Returned - RTO | 06/07/18 - Added | Pr_20_76_70 | Rail track and ancillaries | NA |  | N | Y | rev 1 | Added
Electrical Traction | REC | Rail Earth Contactor |  | CYP | SE | Returned - RTO | 01/05/18 - Newly added equipment. MTM to confirm allocated Ellipise equipment class. | Pr_60_70_36 | High voltage switchgear and transformers | Pr_60_70_36_82 | High voltage switches | Y | N |  | Added
Electrical Traction | RNB | Rectifier Negative Bar |  | CYP | DB | Returned - RTO | Additional Uniclass Object Code to be added 01/05/18 - Newly added equipment. MTM to confirm allocated Ellipise equipment class. | Pr_60_70_36 | High voltage switchgear and transformers | NA |  | N | Y |  | Added
Electrical Traction | ROC | Rigid Overhead Conductor Beam |  | CYP | NA | Returned - RTO | 16/04/18 - MTM to confirm updated Ellipise equipment class. 01/05/18 - Comment on the 16/04/18 is carried over to updated tag due to MMRA's request to maintain all equipment acronyms to a consistent length (3 characters). 06/07/18 - Updated description | Pr_20_76_70 | Rail track and ancillaries | Pr_20_76_70_15 | Conductor rails | Y | N | rev 1 | Added
Electrical Traction | TBT | High Voltage Traction Bus Tie |  | CYP | AB | Returned - RTO | 16/04/18 - Ellipise equipment class updated as per meeting with MTM | Pr_60_70_36 | High voltage switchgear and transformers | Pr_60_70_36_82 | High voltage switches | Y | N | rev A | Added
Electrical Traction | TCB | High Voltage Traction Circuit Breaker |  | CYP | AB | Returned - RTO | 16/04/18 - Ellipise equipment class updated as per meeting with MTM | Pr_60_70_36 | High voltage switchgear and transformers | Pr_60_70_36_12 | High voltage circuit breakers | Y | N | rev A | Added
Electrical Traction | TCI | Traction Cable Indicator |  | CYP |  | Returned - RTO | 17/02/20 - Added by Traction (RN) | NA |  | NA |  | N | Y | rev 1 | Added
Electrical Traction | TDU | Thyristor Drainage Unit |  | CYP | DB | Returned - RTO | Additional Uniclass Object Code to be added 01/05/18 - Newly added equipment. MTM to confirm allocated Ellipise equipment class. | Pr_65_72_27 | Electrical protective devices | NA |  | N | Y |  | Added
Electrical Traction | TEB | High Voltage Traction Earth Bar |  | CYP | BA | Returned - RTO | 29/11/18 - Added | Pr_65_70_46 | Lightning protection and earthing components | Pr_65_70_46_24 | Earth bars | Y | N | rev 1 | Added
Electrical Traction | TES | Traction Earth Switch |  | CYP |  | Returned - RTO | 17/02/20 - Added by Traction (RN) | Pr_60_70_36 | High voltage switchgear and transformers | Pr_60_70_36_26 | High voltage earthing switches | Y | N | rev 1 | Added
Electrical Traction | THS | High Voltage Traction Switchboard |  | CYP | SE | Returned - RTO | 01/05/18 - Newly added equipment. MTM to confirm allocated Ellipise equipment class. | Pr_60_70_36 | High voltage switchgear and transformers | Pr_60_70_36_53 | High voltage modular switchboards | Y | N |  | Added
Electrical Traction | TIS | High Voltage Traction Isolator |  | CYP | AB | Returned - RTO | 16/04/18 - Ellipise equipment class updated as per meeting with MTM | Pr_60_70_36 | High voltage switchgear and transformers | Pr_60_70_36_80 | High voltage switch-disconnectors | Y | N | rev A | Added
Electrical Traction | TMP | High Voltage Traction Metering Panel |  | CYP | AB | Returned - RTO | 16/04/18 - Ellipise equipment class updated as per meeting with MTM | Pr_65_72_43 | Power conditioning equipment | Pr_65_72_43_96 | Voltage transformers | Y | N | rev A | Added
Electrical Traction | TPE | High Voltage Traction Protection Relay |  | CYP | AB | returned - RTO | 30/10/18 - Added for HV | Pr_75_50_50 | Measuring and monitoring relays | NA |  | N | Y | rev 1 | Added
Electrical Traction | TPP | High Voltage Traction Protection Panel |  | CYP | PG | Returned - RTO | 16/04/18 - Ellipise equipment class updated as per meeting with MTM | Pr_60_70_36 | High voltage switchgear and transformers | Pr_60_70_36_83 | High voltage switchgear protection and control modules | Y | N | rev A | Added
Electrical Traction | TQF | High Voltage Traction Circuit Breaker, Feeder |  | CYP | AB | Returned - RTO | 16/04/18 - Ellipise equipment class updated as per meeting with MTM | Pr_60_70_36 | High voltage switchgear and transformers | Pr_60_70_36_12 | High voltage circuit breakers | Y | N | rev A | Added
Electrical Traction | TQI | High Voltage Traction Circuit Breaker, Incomer |  | CYP | AB | Returned - RTO | 16/04/18 - Ellipise equipment class updated as per meeting with MTM | Pr_60_70_36 | High voltage switchgear and transformers | Pr_60_70_36_12 | High voltage circuit breakers | Y | N | rev A | Added
Electrical Traction | TRN | Traction Inverter Transformer |  | CYP | TF | Returned - RTO | Additional Uniclass Object Code to be added 31/10/18 - Added for Traction | Pr_60_70_36 | High voltage switchgear and transformers | NA |  | N | Y | rev A | Added
Electrical Traction | TRX | Traction Transformer |  | CYP | TF | Returned - RTO | Additional Uniclass Object Code to be added | Pr_60_70_36 | High voltage switchgear and transformers | NA |  | N | Y | rev 1 | Added
Electrical Traction | TSD | High Voltage Traction Surge Diverter |  | CYP | AB | Returned - RTO | 30/10/18 - Added for Traction | Pr_65_72_27 | Electrical protective devices | Pr_65_72_27_88 | Transient overvoltage surge suppression devices | Y | N | rev 1 | Added
Electrical Traction | TTP | Transformer Temperature Panel |  | CYP | NA | Returned - RTO Maintained - CYP | 10/04/19 - Discipline updated to HV Traction | Pr_75_50_18 | Controllers and control panels | Pr_75_50_18_17 | Control panels | Y | N | rev 1 | Added
Electrical Traction | VLD | Voltage Limiting Device |  | CYP | AB | Returned - RTO | 31/10/18 - Added for Traction | Pr_65_72_43 | Power conditioning equipment | Pr_65_72_43_95 | Voltage optimizers | Y | N | rev 1 | Added
Electrical Traction | WSL | White Signal Light |  | CYP/RSA | RO | Returned - RTO | 16/04/18 - Added as per meeting with MTM. Additional Uniclass Object Code to be added | Pr_70_70_48 | Luminaires, lighting track and lighting accessories | NA |  | N | Y | rev A | Added
Fire | ASD | Aspirating Smoke Detector |  | CYP | AL | Returned - RTO | Discipline updated to Fire from I&C | Pr_75_75_30 | Fire alarm detection devices and control equipment | Pr_75_75_30_03 | Aspirating smoke detectors | Y | N | rev A | Maintained
Fire | ASE | Alarm Signalling Equipment |  | CYP | AL | Returned - RTO | Discipline updated to Fire from I&C | Pr_65_54_30 | Fire fighting valves and devices | Pr_65_54_30_30 | Fire fighting alarm devices | Y | N | rev A | Maintained
Fire | AVD | Alarm Valve - Dry |  | CYP | FE | Returned - RTO |  | Pr_65_54_30 | Fire fighting valves and devices | Pr_65_54_30_30 | Fire fighting alarm devices | Y | N | rev A | Added
Fire | AVW | Alarm Valve - Wet |  | CYP | FE | Returned - RTO |  | Pr_65_54_30 | Fire fighting valves and devices | Pr_65_54_30_30 | Fire fighting alarm devices | Y | N | rev A | Added
Fire | BBP | Fire Brigade Booster Point |  | CYP | FE | Maintained - CYP |  | Pr_70_55_97 | Water fire extinguishing outlets | Pr_70_55_97_01 | Above-ground fire hydrants | Y | N | rev A | Maintained
Fire | BGU | Break Glass Unit (Manual Call Point) |  | CYP | FE | Maintained - CYP | Discipline updated to Fire from I&C 16/04/18 - Ellipise equipment class updated as per meeting with MTM | Pr_75_75_30 | Fire alarm detection devices and control equipment | Pr_75_75_30_50 | Manual call points | Y | N | rev A | Maintained
Fire | CEX | CO2 Fire Extinguisher |  | CYP | FE | Returned - RTO |  | Pr_40_50_28 | Extinguishers and fire blankets | Pr_40_50_28_11 | Carbon dioxide fire extinguishers | Y | N | rev A | Maintained
Fire | CFG | Compressed Air Foam Generator |  | CYP | FE | Maintained - CYP | 17/07/20 - Added | Pr_60_50_33 | Gas storage cylinders | Pr_60_50_33_14 | Compressed air cylinders | Y | N | rev 1 | Added
Fire | CIV | Combined Main Isolation Butterfly Valve |  | CYP | FE | Maintained - CYP |  | Pr_65_54_95 | Water services valves | Pr_65_54_95_08 | Butterfly valves | Y | N | rev A | Maintained
Fire | CRV | Circulation Relief Valve |  | CYP | FE | Maintained - CYP |  | Pr_65_54_95 | Water services valves | Pr_65_54_95_65 | Pressure relief valves | Y | N | rev A | Maintained
Fire | DBP | Dual Booster Point |  | CYP | FE | Maintained - CYP |  | Pr_65_53_86 | Supply and exhaust pumps | Pr_65_53_86_66 | Pressure booster pumps | Y | N | rev A | Added
Fire | DEX | Dry Chemical Fire Extinguisher |  | CYP | FE | Returned - RTO |  | Pr_40_50_28 | Extinguishers and fire blankets | Pr_40_50_28_24 | Dry powder fire extinguishers | Y | N | rev A | Maintained
Fire | DFH | Dual Fire Hydrant |  |  |  | Maintained - CYP | 20/02/20 - Added by CC | Pr_70_55_97 | Water fire extinguishing outlets | NA |  | Y | N | rev 1 | Added
Fire | DLP | Deluge Panel |  | CYP | FE | Maintained - CYP | Discipline updated to Fire from I&C | Pr_75_75_30 | Fire alarm detection devices and control equipment | Pr_75_75_30_29 | Fire alarm panels | Y | N | rev A | Maintained
Fire | DNE | Do Not Enter |  | CYP |  | Maintained - CYP | 17/02/20 - Added by Fire (DP) | Pr_40_10_77 | Signs and markers | Pr_40_10_77_76 | Safety signs | Y | N | rev 1 | Added
Fire | DPB | Displan Box |  | CYP | FE | Maintained - CYP | 11/11/19 - Added by Fire | Pr_75_75_30 | Fire alarm detection devices and control equipment | Pr_75_75_30_29 | Fire alarm panels | Y | N |  | Added
Fire | EFP | Egress Fan Pressurisation Panel |  | CYP | FE | Maintained - CYP | Discipline updated to Fire from I&C 16/04/18 - Ellipise equipment class updated as per meeting with MTM | Pr_75_50_18 | Controllers and control panels | Pr_75_50_18_17 | Control panels | Y | N | rev A | Maintained
Fire | EHP | Electric (Fire) Hydrant Pump |  | CYP | FE | Maintained - CYP | Additional Uniclass Object Code to be added | Pr_65_53_96 | Water supply pumps | NA |  | N | Y | rev A | Maintained
Fire | EVC | Evacuate |  | CYP |  | Maintained - CYP | 17/02/20 - Added by Fire (DP) | Pr_40_10_77 | Signs and markers | Pr_40_10_77_76 | Safety signs | Y | N | rev 1 | Added
Fire | FBY | Fire Buggy |  | CYP | FE | Maintained - CYP | Additional Uniclass Section and Object Code to be added | Pr_65_80 | Transport distribution products | NA |  | N | Y | rev A | Added
Fire | FCP | Main Fire Control Panel |  | CYP | FE | Returned - RTO | Discipline updated to Fire from I&C 01/05/18 - Added due to MMRA's request to maintain all equipment acronyms to a consistent length (3 characters). | Pr_75_75_30 | Fire alarm detection devices and control equipment | Pr_75_75_30_29 | Fire alarm panels | Y | N |  | Added
Fire | FCV | Fire Check Valve |  | CYP | FE | Returned - RTO |  | Pr_65_54_30 | Fire fighting valves and devices | Pr_65_54_30_12 | Check and non-return valves | Y | N | rev A | Maintained
Fire | FDI | Flame Detector - Infrared |  | CYP | FE | Returned - RTO | 17/07/20 - Added | Pr_75_75_30 | Fire alarm detection devices and control equipment | Pr_75_75_30_63 | Point flame detectors | Y | N | rev 1 | Maintained
Fire | FEX | Foam Fire Extinguisher |  | CYP | FE | Returned - RTO |  | Pr_40_50_28 | Extinguishers and fire blankets | Pr_40_50_28_30 | Foam fire extinguishers | Y | N | rev A | Maintained
Fire | FFC | Fire Fan Control Panel |  |  |  | Maintained - CYP | 20/02/20 - Added by CC | Pr_75_50_18 | Controllers and control panels | Pr_75_50_18_17 | Control panels | Y | N | rev 1 | Added
Fire | FHR | Fire Hose Reel |  | CYP | FE | Returned - RTO |  | Pr_65_52_38 | Hoses, hose reels and ancillaries | Pr_65_52_38_95 | Water hose reels | Y | N | rev B | Added
Fire | FHY | Fire Hydrant |  | CYP | FE | Returned - RTO | 02/07/18 - Added. Additional Uniclass Object Code not required. Common tag for U/G and A/G hydrants | Pr_70_55_97 | Water fire extinguishing outlets | NA |  | Y | N | rev B | Added
Fire | FIO | Fire I/O Module |  |  |  | Maintained - CYP | 20/02/20 - Added by CC | Pr_70_75_88 | Telecoms equipment | Pr_70_75_88_83 | Telecommunications system controllers | Y | N | rev 1 | Added
Fire | FIP | Fire Indicator Panel |  | CYP | FE | Returned - RTO | 09/08/18 - Added | Pr_75_75_30 | Fire alarm detection devices and control equipment | Pr_75_75_30_29 | Fire alarm panels | Y | N | rev 1 | Added
Fire | FJB | Junction Box |  | CYP |  | Maintained - CYP | 17/02/20 - Added by Fire (DP) | Pr_80_77_28 | Equipment enclosures, cabinets, boxes and housings | Pr_80_77_28_08 | Cable junction boxes | Y | N | rev 1 | Added
Fire | FMP | Fire Pressure Maintenance Pump |  | CYP | FE | Maintained - CYP | Additional Uniclass Object Code to be added | Pr_65_53_96 | Water supply pumps | NA |  | N | Y | rev A | Maintained
Fire | FMT | Foam Concentrate Tank |  | CYP | FE | Maintained - CYP | 17/07/20 - Added | Pr_60_50_67 | Pressure storage vessels | Pr_60_50_67_31 | Foam fire fighting tanks | Y | N | rev 1 | Added
Fire | FPD | Smoke Detector With Probe |  | CYP |  | Maintained - CYP | 17/02/20 - Added by Fire (DP) | Pr_75_75_30 | Fire alarm detection devices and control equipment | Pr_75_75_30_65 | Point smoke detectors | Y | N | rev 1 | Added
Fire | FPG | Fire Pressure Gauge |  | CYP | FE | Returned - RTO | Discipline updated to Fire from I&C | Pr_65_54_30 | Fire fighting valves and devices | Pr_65_54_30_65 | Pressure gauges and pressure switches | Y | N | rev A | Maintained
Fire | FPR | Fire - Pressure Reducing Valve |  | CYP | FE | Maintained - CYP | 01/05/18 - Added due to MMRA's request to maintain all equipment acronyms to a consistent length (3 characters). | Pr_65_54_95 | Water services valves | Pr_65_54_95_65 | Pressure relief valves | Y | N | rev A | Added
Fire | FSC | Foam Suppression Cylinder |  | CYP | FE | Maintained - CYP | 17/07/20 - Added | Pr_40_50_28 | Extinguishers and fire blankets | Pr_40_50_28_30 | Foam fire extinguishers | Y | N | rev 1 | Added
Fire | FSW | Flow Switch |  | CYP | FE | Returned - RTO | Additional Uniclass Object Code to be added 11/11/19 - Added by Controls | Pr_65_54_30 | Fire fighting valves and devices | NA |  | N | Y | rev A | Maintained
Fire | FTR | Fire Trip |  | CYP |  | Maintained - CYP | 17/02/20 - Added by Fire (DP) | NA |  | NA |  | Y | N | rev 1 | Added
Fire | FTS | Firefighter Telephone System Headend |  |  |  | Maintained - CYP | 20/02/20 - Added by CC | Pr_70_75_88 | Telecoms equipment | NA |  | Y | N | rev 1 | Added
Fire | FVP | Fire Tunnel Ventilation Panel |  | CYP | FE | Returned - RTO | 10/07/18 - Added by TVCS team | Pr_75_50_18 | Controllers and control panels | Pr_75_50_18_17 | Control panels | Y | N | rev 1 | Added
Fire | FWP | Fire Water Pump |  | CYP | FE | Maintained - CYP | 02/07/18 - Added. Additional Uniclass Object Code to be added | Pr_65_53_96 | Water supply pumps | NA |  | N | Y | rev B | Added
Fire | FWT | Fire Water Tank |  | CYP | FE | Maintained - CYP | Additional Uniclass Object Code to be added | Pr_60_50_96 | Water tanks and cisterns | Pr_60_50_96_20 | Cylindrical tanks | Y | N | rev A | Maintained
Fire | GDC | Gas Discharge |  | CYP |  | Maintained - CYP | 17/02/20 - Added by Fire (DP) | Pr_40_10_77 | Signs and markers | Pr_40_10_77_76 | Safety signs | Y | N | rev 1 | Added
Fire | GSC | Gas Suppression Cylinder |  | CYP | FE | Returned - RTO | Additional Uniclass Object Code to be added | Pr_40_50_28 | Extinguishers and fire blankets | NA |  | N | Y | rev A | Added
Fire | HDT | Heat Detector |  | CYP |  | Maintained - CYP | 17/02/20 - Added by Fire (DP) | Pr_75_75_30 | Fire alarm detection devices and control equipment | Pr_75_75_30_37 | Heat alarms | Y | N | rev 1 | Added
Fire | HIV | Hydrant Main Isolation Valve |  | CYP | FE | Maintained - CYP |  | Pr_65_54_30 | Fire fighting valves and devices | Pr_65_54_30_22 | Deluge valves | Y | N | rev A | Maintained
Fire | IBV | Isolation - Butterfly Valve |  | CYP | FE | Maintained - CYP |  | Pr_65_54_95 | Water services valves | Pr_65_54_95_08 | Butterfly valves | Y | N | rev A | Added
Fire | IVM | Isolation Valve - Monitored |  | CYP | FE | Returned - RTO |  | Pr_65_54_95 | Water services valves | Pr_65_54_95_08 | Butterfly valves | Y | N | rev A | Added
Fire | IVS | Isolation Valve - Solenoid |  | CYP | FE | Maintained - CYP |  | Pr_65_54_30 | Fire fighting valves and devices | Pr_65_54_30_22 | Deluge valves | Y | N | rev A | Added
Fire | LCS | Local Control Station |  | CYP |  | Maintained - CYP | 17/02/20 - Added by Fire (DP) | Pr_75_75_30 | Fire alarm detection devices and control equipment | Pr_75_75_30_29 | Fire alarm panels | Y | N | rev 1 | Added
Fire | MCP | Manual Call Point |  | CYP | AL | Maintained - CYP | Discipline updated to Fire from I&C | Pr_75_75_30 | Fire alarm detection devices and control equipment | Pr_75_75_30_50 | Manual call points | Y | N | rev A | Maintained
Fire | MEP | Master Emergency Control Panel |  | CYP | FE | Returned - RTO | 09/08/18 - Added | Pr_75_75_30 | Fire alarm detection devices and control equipment | Pr_75_75_30_50 | Manual call points | Y | N | rev 1 | Added
Fire | MHV | Motorised Hydrant Main Isolation Valve |  | CYP | FE | Maintained - CYP |  | Pr_65_54_30 | Fire fighting valves and devices | Pr_65_54_30_22 | Deluge valves | Y | N | rev A | Maintained
Fire | PSW | Pressure Switch |  | CYP | FE | Returned - RTO |  | Pr_65_54_30 | Fire fighting valves and devices | Pr_65_54_30_65 | Pressure gauges and pressure switches | Y | N | rev A | Maintained
Fire | QBP | Quad Booster Point |  | CYP | FE | Maintained - CYP |  | Pr_65_53_86 | Supply and exhaust pumps | Pr_65_53_86_66 | Pressure booster pumps | Y | N | rev A | Added
Fire | QSP | Quad Suction Point |  | CYP | FE | Maintained - CYP |  | Pr_65_53_86 | Supply and exhaust pumps | Pr_65_53_86_86 | Suction pumps | Y | N | rev A | Added
Fire | SHF | Sprinkler Head - Flush mount |  | CYP | FE | Maintained - CYP |  | Pr_70_55_33 | Gas and foam nozzles and sprinklers | Pr_70_55_33_11 | Carbon dioxide fire extinguishing nozzles | Y | N | rev A | Added
Fire | SHO | Sprinkler Head - Open |  | CYP | FE | Maintained - CYP |  | Pr_70_55_33 | Gas and foam nozzles and sprinklers | Pr_70_55_33_11 | Carbon dioxide fire extinguishing nozzles | Y | N | rev A | Added
Fire | SHS | Sprinkler Head - Side |  | CYP | FE | Maintained - CYP |  | Pr_70_55_33 | Gas and foam nozzles and sprinklers | Pr_70_55_33_11 | Carbon dioxide fire extinguishing nozzles | Y | N | rev A | Added
Fire | SIO | System Inoperative |  | CYP |  | Maintained - CYP | 17/02/20 - Added by Fire (DP) | Pr_40_10_77 | Signs and markers | Pr_40_10_77_76 | Safety signs | Y | N | rev 1 | Added
Fire | SIP | Sub Fire Panel |  | CYP | FE | Returned - RTO |  | Pr_75_75_30 | Fire alarm detection devices and control equipment | Pr_75_75_30_29 | Fire alarm panels | Y | N | rev 1 | Added
Fire | SPE | Smoke Detector - Photoelectric |  | CYP | FE | Returned - RTO | Discipline updated to Fire from I&C | Pr_75_75_30 | Fire alarm detection devices and control equipment | Pr_75_75_30_59 | Optical beam smoke detectors | Y | N | rev A | Maintained
Fire | SSP | Sextuple Suction Point |  |  |  | Maintained - CYP | 20/02/20 - Added by CC | Pr_65_53_86 | Supply and exhaust pumps | Pr_65_53_86_86 | Suction pumps | Y | N | rev 1 | Added
Fire | VAD | Visual Warning Device |  | CYP |  | Maintained - CYP | 17/02/20 - Added by Fire (DP) | Pr_75_75_30 | Fire alarm detection devices and control equipment | Pr_75_75_30_97 | Visual alarm signal devices | Y | N | rev 1 | Added
Hyd | TWT | Treated Water Tank |  |  |  | Maintained - CYP | 20/02/20 - Added by WP | Pr_60_50_96 | Water tanks and cisterns | Pr_60_50_96_36 | Glass reinforced plastics tanks | Y | N | rev 1 | Added
Hydraulic | AAV | Air Admittance Valve |  | CYP | NA | Maintained - CYP | 29/03/19 - Added by Hydraulic | Pr_65_52_25 | Drainage traps and accessories | NA |  | N | N | rev 1 | Added
Hydraulic | AGM | Authority Gas Meter |  | CYP | NA | Returned - RTO | 16/04/18 - Ellipise equipment class updated as per meeting with MTM | Pr_80_51_51 | Metering and test products | Pr_80_51_51_33 | Gas meters | Y | N | rev A | Maintained
Hydraulic | APD | Automatic Timed Priming Device |  | CYP | NA | Maintained - CYP | 10/04/19 - Code updated from ATP | Pr_65_52_25 | Drainage traps and accessories | Pr_65_52_25_06 | Below-ground grease traps and converters | Y | N | rev 1 | Added
Hydraulic | AWM | Authority Water Meter |  | CYP | NA | Returned - RTO | 16/04/18 - Ellipise equipment class updated as per meeting with MTM | Pr_80_51_51 | Metering and test products | Pr_80_51_51_97 | Water meters | Y | N | rev A | Maintained
Hydraulic | BAV | Ball Valve |  | CYP | FE/NA | Maintained - CYP | 16/04/18 - MTM to confirm updated Ellipise equipment class. Equipment of this class will consist of FE and non-FE classes. | Pr_65_54_95 | Water services valves | Pr_65_54_95_06 | Ball valves | Y | N | rev A | Maintained
Hydraulic | BFV | Butterfly Valve |  | CYP | FE/NA | Maintained - CYP | 16/04/18 - MTM to confirm updated Ellipise equipment class. Equipment of this class will consist of FE and non-FE classes. | Pr_65_54_95 | Water services valves | Pr_65_54_95_08 | Butterfly valves | Y | N | rev A | Maintained
Hydraulic | BWU | Boiling Water Unit |  | CYP | NA | Maintained - CYP | 02/07/18 - Added. Additional Uniclass Object Code to be added | Pr_60_50_20 | Cylinders and buffer vessels | NA |  | N | Y | rev B | Added
Hydraulic | CCG | Camlock Coupling |  | CYP | NA | Maintained - CYP | 16/04/18 - Ellipise equipment class updated as per meeting with MTM | Pr_65_52_38 | Hoses, hose reels and ancillaries | Pr_65_52_38_69 | Quick release couplings | Y | N | rev A | Added
Hydraulic | CHV | Chamber Vent |  | CYP | NA | Maintained - CYP | 04/04/19 - Added by Hydraulic | NA |  | NA |  | N | N | rev 1 | Added
Hydraulic | CKV | Check Valve |  | CYP | FE/NA | Maintained - CYP | 16/04/18 - MTM to confirm updated Ellipise equipment class. Equipment of this class will consist of FE and non-FE classes. | Pr_65_54_95 | Water services valves | Pr_65_54_95_80 | Steel alloy check valves | Y | N | rev A | Maintained
Hydraulic | CWI | Cold Water Isolation Valve |  | CYP | NA | Maintained - CYP | 29/03/19 - Added by Hydraulic | Pr_65_54_94 | Water supply valves | NA |  | N | N | rev 1 | Added
Hydraulic | DRV | Drainage Vent |  | CYP | NA | Maintained - CYP | 04/04/19 - Added by Hydraulic | NA |  | NA |  | N | N | rev 1 | Added
Hydraulic | FVE | Float Valve |  | CYP | NA | Maintained - CYP | 16/04/18 - Ellipise equipment class updated as per meeting with MTM | Pr_65_54_95 | Water services valves | Pr_65_54_95_29 | Float-operated valves | Y | N | rev A | Added
Hydraulic | GIT | Grease Interceptor |  | CYP | NA | Maintained - CYP | 16/04/18 - Ellipise equipment class updated as per meeting with MTM | Pr_65_52_25 | Drainage traps and accessories | Pr_65_52_25_98 | Waste traps | Y | N | rev A | Added
Hydraulic | GPL | Ground Water Treatment Plant |  | CYP | NA | Maintained - CYP | 02/07/18 - Added. Additional Section and Object code to be added | Pr_60_45 | Water filtration and treatment products | NA |  | N | Y | rev B | Added
Hydraulic | GPT | Gross Pollutant Trap |  | CYP | NA | Maintained - CYP | 16/04/18 - Ellipise equipment class updated as per meeting with MTM | Pr_65_52_25 | Drainage traps and accessories | Pr_65_52_25_98 | Waste traps | Y | N | rev A | Added
Hydraulic | GRR | Gas Regulator |  | CYP | NA | Maintained - CYP | 16/04/18 - Ellipise equipment class updated as per meeting with MTM | Pr_65_54_33 | Gas and liquid fuel valves | Pr_65_54_33_36 | Gas pressure reducing stations | Y | N | rev A | Added
Hydraulic | GRS | Grate Seal Waterless Trap |  | CYP | NA | Maintained - CYP | 29/03/19 - Added by Hydraulic | Pr_65_52_25 | Drainage traps and accessories | Pr_65_52_25_98 | Waste traps | Y | N | rev 1 | Added
Hydraulic | GRV | Greasy Vent |  | CYP | NA | Maintained - CYP | 04/04/19 - Added by Hydraulic | NA |  | NA |  | N | N | rev 1 | Added
Hydraulic | GTP | GIT Pump |  | CYP | EP | Maintained - CYP | 01/05/18 - Added due to MMRA's request to maintain all equipment acronyms to a consistent length (3 characters). | Pr_65_53_86 | Supply and exhaust pumps | Pr_65_53_86_86 | Suction pumps | Y | N | rev 1 | Added
Hydraulic | GTV | Gate Valve |  | CYP | FE/NA | Maintained - CYP | 16/04/18 - MTM to confirm updated Ellipise equipment class. Equipment of this class will consist of FE and non-FE classes. | Pr_65_54_94 | Water supply valves | Pr_65_54_94_45 | Knife gate valves | Y | N | rev A | Maintained
Hydraulic | GWI | Gas Isolation Valve |  | CYP | NA | Maintained - CYP | 29/03/19 - Added by Hydraulic | Pr_65_54_33 | Gas and liquid fuel valves | NA |  | N | N | rev 1 | Added
Hydraulic | GWP | Groundwater Pump |  | CYP | EP | Maintained - CYP |  | Pr_65_53_86 | Supply and exhaust pumps | Pr_65_53_86_86 | Suction pumps | Y | N | rev A | Maintained
Hydraulic | GWT | Ground Water Tank |  | CYP | NA | Maintained - CYP | 02/07/18 - Added | Pr_60_50_96 | Water tanks and cisterns | Pr_60_50_96_20 | Cylindrical tanks | Y | N | rev B | Added
Hydraulic | HPR | Hydraulic - Pressure Reducing Valve |  | CYP | FE/NA | Maintained - CYP | 16/04/18 - MTM to confirm updated Ellipise equipment class. Equipment of this class will consist of FE and non-FE classes. 01/05/18 - Comment on the 16/04/18 is carried over to updated tag due to MMRA's request to maintain all equipment acronyms to a consistent length (3 characters). | Pr_65_54_95 | Water services valves | Pr_65_54_95_65 | Pressure relief valves | Y | N | rev 1 | Added
Hydraulic | HWI | Hot Water Isolation Valve |  | CYP | NA | Maintained - CYP | 29/03/19 - Added by Hydraulic | Pr_65_54_94 | Water supply valves | NA |  | N | N | rev 1 | Added
Hydraulic | HWP | Hot Water Circulation pump |  | CYP | EP | Maintained - CYP | 01/05/18 - Added due to MMRA's request to maintain all equipment acronyms to a consistent length (3 characters). | Pr_65_53_86 | Supply and exhaust pumps | Pr_65_53_86_12 | Centrifugal pumps | Y | N |  | Added
Hydraulic | HWU | Hot Water Unit |  | CYP | ED | Maintained - CYP | 16/04/18 - Ellipise equipment class updated as per meeting with MTM | Pr_60_50_20 | Cylinders and buffer vessels | Pr_60_50_20_21 | Direct hot water storage cylinders | Y | N | rev A | Added
Hydraulic | MNV | Monitored Valve |  | CYP | NA | Maintained - CYP | 02/07/18 - Added. Additional Uniclass Object Code to be added | Pr_65_54_95 | Water services valves | NA |  | N | Y | rev B | Added
Hydraulic | OIR | Oil Interceptor |  | CYP | NA | Maintained - CYP | 16/04/18 - Ellipise equipment class updated as per meeting with MTM | Pr_65_52_25 | Drainage traps and accessories | Pr_65_52_25_98 | Waste traps | Y | N | rev A | Added
Hydraulic | PRV | Hydraulic - Pressure Relief Valve |  | CYP | FE/NA | Maintained - CYP | 16/04/18 - MTM to confirm updated Ellipise equipment class. Equipment of this class will consist of FE and non-FE classes. 17/02/20 - Updated as per Hyd KK request | Pr_65_54_95 | Water services valves | Pr_65_54_95_65 | Pressure relief valves | Y | N | rev A | Maintained
Hydraulic | RGM | Remote Gas Meter |  | CYP |  | Maintained - CYP | 18/02/20 - Added by KK (Hyd) | Pr_80_51_51 | Metering and test products | Pr_80_51_51_33 | Gas Meters | Y | N | rev 1 | Maintained
Hydraulic | RGM | Remote Gas Meter |  | CYP |  | Maintained - CYP | 19/02/20 - Added by KK | Pr_80_51_51 | Metering and test products | Pr_80_51_51_33 | Gas Meters | Y | N | rev 1 | Added
Hydraulic | RPL | Rainwater Treatment Plant |  | CYP | NA | Maintained - CYP | Additional Section and Object code to be added 16/04/18 - MTM to confirm updated Ellipise equipment class. 01/05/18 - Comment on the 16/04/18 is carried over to updated tag due to MMRA's request to maintain all equipment acronyms to a consistent length (3 characters). 02/07/18 - Added | Pr_60_45 | Water filtration and treatment products | NA |  | N | Y | rev B | Added
Hydraulic | RPZ | Reduced Pressure Zone Device |  | CYP | ED/NA | Maintained - CYP | 16/04/18 - MTM to confirm updated Ellipise equipment class. Equipment of this class will consist of FE and non-FE classes. 01/05/18 - Comment on the 16/04/18 is carried over to updated tag due to MMRA's request to maintain all equipment acronyms to a consistent length (3 characters). | Pr_65_54_94 | Water supply valves | Pr_65_54_94_72 | Reduced pressure zone valves | Y | N | rev 1 | Added
Hydraulic | RWI | Rain Water Isolation Valve |  | CYP | NA | Maintained - CYP | 29/03/19 - Added by Mechanical (ML) | Pr_65_54_94 | Water supply valves | NA |  | N | N | rev 1 | Added
Hydraulic | RWM | Retail Water Meter |  | CYP | NA | Maintained - CYP | 16/04/18 - Ellipise equipment class updated as per meeting with MTM | Pr_80_51_51 | Metering and test products | Pr_80_51_51_97 | Water meters | Y | N | rev A | Added
Hydraulic | RWP | Rainwater Pump |  | CYP | NA | Maintained - CYP | 02/07/18 - Added | Pr_65_53_86 | Supply and exhaust pumps | Pr_65_53_86_86 | Suction pumps | Y | N | rev B | Added
Hydraulic | RWR | Remote Water Meter |  | CYP | NA | Maintained - CYP | 16/04/18 - Ellipise equipment class updated as per meeting with MTM | Pr_80_51_51 | Metering and test products | Pr_80_51_51_97 | Water meters | Y | N | rev A | Added
Hydraulic | RWT | Rainwater Tank |  | CYP | NA | Maintained - CYP | 16/04/18 - Ellipise equipment class updated as per meeting with MTM | Pr_60_50_96 | Water tanks and cisterns | Pr_60_50_96_20 | Cylindrical tanks | Y | N | rev A | Added
Hydraulic | SDP | Station Drainage Pump |  | CYP | EP | Maintained - CYP |  | Pr_65_53_86 | Supply and exhaust pumps | Pr_65_53_86_86 | Suction pumps | Y | N | rev A | Added
Hydraulic | SJP | Sprinker Jacking Pump |  | CYP |  | Maintained - CYP | 20/03/20 - Added by CC | Pr_65_53_86 | Supply and exhaust pumps | - | - | Y | N | rev 1 | Added
Hydraulic | SLV | Solenoid Valve |  | CYP | NA | Maintained - CYP | 14/08/2018 - Added | Pr_65_54_94 | Water supply valves | Pr_65_54_94_87 | Solenoid operated valves | Y | N | rev 1 | Added
Hydraulic | SOL | Solenoid |  | CYP | NA | Maintained - CYP | 04/04/19 - Added by Hydraulic | Pr_75_50_18 | Controllers and control panels | Pr_75_50_18_94 | Valve actuators | Y | N | rev 1 | Added
Hydraulic | SPL | Stormwater Treatment Plant |  | CYP | NA | Maintained - CYP | Additional Section and Object code to be added 01/05/18 - Newly added equipment. MTM to confirm allocated Ellipise equipment class. 02/07/18 - Added | Pr_60_45 | Water filtration and treatment products | NA |  | N | Y | rev B | Added
Hydraulic | SPO | Siphonic Roof Outlet |  | CYP | NA | Maintained - CYP | 16/04/18 - Ellipise equipment class updated as per meeting with MTM | Pr_65_50_35 | Gutters and accessories | Pr_65_50_35_81 | Siphonic rainwater outlets | Y | N | rev A | Added
Hydraulic | SPP | Sewer Pump |  | CYP | EP | Maintained - CYP |  | Pr_65_53_86 | Supply and exhaust pumps | Pr_65_53_86_86 | Suction pumps | Y | N | rev A | Added
Hydraulic | STP | Stormwater Pump |  | CYP | EP | Maintained - CYP | 01/05/18 - Added due to MMRA's request to maintain all equipment acronyms to a consistent length (3 characters). | Pr_65_53_86 | Supply and exhaust pumps | Pr_65_53_86_86 | Suction pumps | Y | N |  | Added
Hydraulic | STR | Strainer |  | CYP | NA | Maintained - CYP | 14/08/2018 - Added | Pr_65_57_96 | Water filters and strainers | Pr_65_57_96_04 | Angle water strainers | Y | N | rev 1 | Added
Hydraulic | SWT | Stormwater Tank |  | CYP | NA | Maintained - CYP | 16/04/18 - Ellipise equipment class updated as per meeting with MTM | Pr_60_50_96 | Water tanks and cisterns | Pr_60_50_96_20 | Cylindrical tanks | Y | N | rev A | Added
Hydraulic | TEP | Tunnel Drainage Pump |  | CYP | EP | Maintained - CYP |  | Pr_65_53_86 | Supply and exhaust pumps | Pr_65_53_86_86 | Suction pumps | Y | N | rev A | Added
Hydraulic | TEV | Tempering Valve |  | CYP |  | Maintained - CYP | 17/02/20 - Added by Hyd (WP) | Pr_65_54_95 | Water services valves | Pr_65_54_95_87 | Tempering valves | Y | N | rev 1 | Added
Hydraulic | TMV | Thermostatic mixing valve |  | CYP | ED/NA | Maintained - CYP | 16/04/18 - MTM to confirm updated Ellipise equipment class. Equipment of this class will consist of FE and non-FE classes. | Pr_65_54_95 | Water services valves | Pr_65_54_95_88 | Thermostatic mixing valves | Y | N | rev A | Added
Hydraulic | TPL | Tunnel Water Treatment Plant |  | CYP | NA | Maintained - CYP | Additional Section and Object code to be added 16/04/18 - MTM to confirm updated Ellipise equipment class. 01/05/18 - Comment on the 16/04/18 is carried over to updated tag due to MMRA's request to maintain all equipment acronyms to a consistent length (3 characters). 02/07/18 - Added | Pr_60_45 | Water filtration and treatment products | NA |  | N | Y |  | Added
Hydraulic | TUN | Tundish |  | CYP | NA | Maintained - CYP | 29/03/19 - Added by Hydraulic | Pr_65_52_61 | Pipe accessories | Pr_65_52_61_91 | Tundishes | Y | N | rev 1 | Added
Hydraulic | TWP | Treated Water Pumps |  | CYP |  | Maintained - CYP | 19/02/20 - Added by WP | Pr_65_53_86 | Supply and exhaust pumps | Pr_65_53_86_86 | Suction pumps | Y | N | rev 1 | Added
Hydraulic | TWV | Three Way Valve |  | CYP | NA | Maintained - CYP | Additional Uniclass Object Code to be added. 16/04/18 - Ellipise equipment class updated as per meeting with MTM | Pr_65_54_95 | Water services valves | NA |  | N | Y | rev A | Added
Hydraulic | VTP | Vertical Transport Pump |  | CYP | NA | Maintained - CYP | 02/07/18 - Added | Pr_65_53_86 | Supply and exhaust pumps | Pr_65_53_86_86 | Suction pumps | Y | N | rev B | Added
Hydraulic | WLT | Waterless Trap |  | CYP | NA | Maintained - CYP | 29/03/19 - Added by Hydraulic | Pr_65_52_25 | Drainage traps and accessories | Pr_65_52_25_98 | Waste traps | Y | N | rev 1 | Added
Hydraulic | WWI | Warm Water Isolation Valve |  | CYP | NA | Maintained - CYP | 04/04/19 - Added by Hydraulic | Pr_65_54_94 | Water Supply Valves | NA |  | N | N | rev 1 | Added
Instrumentation & Control | ACC | Air Quality CO2 Controller |  | CYP | NA | Maintained - CYP | 16/04/18 - Ellipise equipment class updated as per meeting with MTM | Pr_75_50_18 | Controllers and control panels | Pr_75_50_18_33 | Gas detection control panels | Y | N | rev A | Maintained
Instrumentation & Control | ACO | Air Quality CO2 Sensor |  | CYP | NA | Maintained - CYP | 16/04/18 - Ellipise equipment class updated as per meeting with MTM | Pr_75_50_76 | Sensors and detectors | Pr_75_50_76_02 | Air quality sensors | Y | N | rev A | Maintained
Instrumentation & Control | AEP | Analyser Sensor - pH |  | CYP | NA | Maintained - CYP | 10/04/19 - Added by I&C | Pr_75_50_76 | Sensors and detectors | Pr_75_50_76_61 | pH sensors | Y | N | rev 1 | Added
Instrumentation & Control | AFS | Air Flow Switch |  | CYP | NA | Maintained - CYP | 16/04/18 - Ellipise equipment class updated as per meeting with MTM | Pr_75_50_76 | Sensors and detectors | Pr_75_50_76_30 | Flow in duct sensors | Y | N | rev A | Maintained
Instrumentation & Control | AIM | Analogue Input Module |  | CYP | NA | Maintained - CYP | 15/04/19 - Added by I&C | Pr_75_75_50 | Monitoring system control products | NA |  | Y | N | rev 2 | Added
Instrumentation & Control | AOM | Analogue Output Module |  | CYP | NA | Maintained - CYP | 15/04/19 - Added by I&C | Pr_75_75_50 | Monitoring system control products | NA |  | Y | N | rev 2 | Added
Instrumentation & Control | ASC | Air Speed Controller |  | CYP | NA | Maintained - CYP | 16/04/18 - Ellipise equipment class updated as per meeting with MTM | Pr_75_50_18 | Controllers and control panels | Pr_75_50_18_21 | Damper actuators | Y | N | rev A | Maintained
Instrumentation & Control | ASS | Air Speed Sensor |  | CYP | NA | Maintained - CYP | 16/04/18 - Ellipise equipment class updated as per meeting with MTM | Pr_75_50_76 | Sensors and detectors | Pr_75_50_76_30 | Flow in duct sensors | Y | N | rev A | Maintained
Instrumentation & Control | ATP | Analyser Transmitter - pH |  | CYP | NA | Maintained - CYP | 10/04/19 - Added by I&C | Pr_75_50_76 | Sensors and detectors | Pr_75_50_76_61 | pH sensors | Y | N | rev 1 | Added
Instrumentation & Control | BMC | Building Management Cabinet |  | CYP | RM | Maintained - CYP | 16/04/18 - Ellipise equipment class updated as per meeting with MTM | Pr_80_77_28 | Equipment enclosures, cabinets, boxes and housings | Pr_80_77_28_21 | Data equipment cabinets | Y | N | rev A | Added
Instrumentation & Control | BMI | Building Management Panel |  | CYP | RM | Maintained - CYP | 15/04/19 - Description updated to Building Management Panel | Pr_75_50_18 | Controllers and control panels | Pr_75_50_18_17 | Control panels | Y | N | rev 2 | Added
Instrumentation & Control | BMR | Building Management System Rack |  | CYP | NA | Maintained - CYP | 15/04/19 - Discipline updated to I&C from Telecommunications | Pr_80_77_27 | Equipment boards, racks and supports | Pr_80_77_27_42 | IT and telecommunications equipment racks | Y | N | rev A | Added
Instrumentation & Control | COM | Communications Module |  | CYP | NA | Maintained - CYP | 15/04/19 - Added by I&C | Pr_75_75_50 | Monitoring system control products | NA |  | Y | N | rev 2 | Added
Instrumentation & Control | CPU | Central Processor Unit |  | CYP | NA | Maintained - CYP | 15/04/19 - Added by I&C | Pr_75_75_50 | Monitoring system control products | NA |  | Y | N | rev 2 | Added
Instrumentation & Control | DAL | DALI Line Controller |  | CYP | NA | Maintained - CYP | 16/04/18 - Ellipise equipment class updated as per meeting with MTM | Pr_70_70_47 | Lighting controls and lighting distribution products | Pr_70_70_47_12 | Centralized lighting controllers | Y | N | rev A | Maintained
Instrumentation & Control | DIM | Digital Input Module |  | CYP | NA | Maintained - CYP | 15/04/19 - Added by I&C | Pr_75_75_50 | Monitoring system control products | NA |  | Y | N | rev 2 | Added
Instrumentation & Control | DMP | Data Marshalling Panel |  | CYP | NA | Maintained - CYP | 16/04/18 - Ellipise equipment class updated as per meeting with MTM | Pr_75_50_18 | Controllers and control panels | Pr_75_50_18_41 | Instrumentation, automation and control panels | Y | N | rev A | Maintained
Instrumentation & Control | DOM | Digital Output Module |  | CYP | NA | Maintained - CYP | 15/04/19 - Added by I&C | Pr_75_75_50 | Monitoring system control products | NA |  | Y | N | rev 2 | Added
Instrumentation & Control | DPD | Duct Probe Detector |  | CYP | NA | Maintained - CYP | 16/04/18 - Ellipise equipment class updated as per meeting with MTM | Pr_75_75_30 | Fire alarm detection devices and control equipment | Pr_75_75_30_22 | Duct smoke detectors | Y | N | rev A | Maintained
Instrumentation & Control | DPS | Differential Pressure Switch |  | CYP | NA | Maintained - CYP | 16/04/18 - Ellipise equipment class updated as per meeting with MTM | Pr_65_54_30 | Fire fighting valves and devices | Pr_65_54_30_65 | Pressure gauges and pressure switches | Y | N | rev A | Maintained
Instrumentation & Control | DPT | Differential Pressure Transmitter |  | CYP | NA | Maintained - CYP | 16/04/18 - Ellipise equipment class updated as per meeting with MTM | Pr_75_50_76 | Sensors and detectors | Pr_75_50_76_68 | Pressure sensors | Y | N | rev A | Added
Instrumentation & Control | DSW | Door Switch |  | CYP | NA | Returned - RTO | 16/04/18 - Ellipise equipment class updated as per meeting with MTM | Pr_75_75_42 | Intruder detection and alarm devices and control equipment | Pr_75_75_42_67 | Protective switches | Y | N | rev A | Maintained
Instrumentation & Control | DXS | Directional Exit Sign |  | CYP | EM | Returned - RTO Maintained - CYP | 09/04/18 - Returned - RTO allocation is due to it being part of the Returned Works Schedule, Schedule 32 section 1.3, part (e) point (9) emergency lighting and directional signage in the Tunnel and portals 16/04/18 - Ellipise equipment class updated as per meeting with MTM | Pr_40_10_27 | Electrical services signs | Pr_40_10_27_28 | Externally illuminated emergency exit signs | Y | N | rev A | Added
Instrumentation & Control | ECC | Escalator Control Cabinet |  | CYP | RM | Maintained - CYP | 10/04/19 - Added for I&C | Pr_75_50_18 | Controllers and control panels | Pr_75_50_18_17 | Control panels | Y | N | rev 1 | Added
Instrumentation & Control | ECS | Environmental Control System |  | CYP | RM | Maintained - CYP | 16/04/18 - Ellipise equipment class updated as per meeting with MTM | Pr_75_50_18 | Controllers and control panels | Pr_75_50_18_17 | Control panels | Y | N | rev A | Maintained
Instrumentation & Control | EOL | End of Line Resistor |  | CYP | AL | Maintained - CYP |  | Pr_75_50_18 | Controllers and control panels | Pr_75_50_18_02 | Alarms | Y | N | rev A | Maintained
Instrumentation & Control | ESW | Ethernet Switch |  | CYP/RSA | CL/PX/AL/PU | Maintained - CYP | 15/04/19 - Discipline updated to I&C from Telecommunications | Pr_70_75_52 | Mesh network products | Pr_70_75_52_56 | Network switches | Y | N | rev 2 | Maintained
Instrumentation & Control | FLM | Flow Meter |  | CYP | CI | Maintained - CYP | Maintain Section Code. No Object Code required | Pr_80_51_46 | Liquid flow meters | NA |  | Y | N | rev A | Maintained
Instrumentation & Control | FLT | Flow Transmitter |  | CYP | NA | Maintained - CYP | Additional Uniclass Object Code to be added 16/04/18 - Ellipise equipment class updated as per meeting with MTM | Pr_75_50_76 | Sensors and detectors | NA |  | N | Y | rev A | Added
Instrumentation & Control | GUI | Graphical User Interface |  | CYP | RM | Maintained - CYP | Additional Uniclass Object Code to be added 16/04/18 - Ellipise equipment class updated as per meeting with MTM | Pr_75_75_15 | Computers and peripherals | NA |  | N | Y | rev A | Maintained
Instrumentation & Control | HCS | High Capacity Signalling |  | CYP | NA | Maintained - CYP | 06/07/21 - Added by Controls | NA |  | NA |  |  |  | rev 2 | Maintained
Instrumentation & Control | HMI | Human Machine Interface |  | CYP | NA | Maintained - CYP | 16/04/18 - Ellipise equipment class updated as per meeting with MTM | Pr_75_75_15 | Computers and peripherals | Pr_75_75_15_90 | Touchscreen monitors | Y | N | rev A | Maintained
Instrumentation & Control | HTD | Heat Detector |  | CYP | FE | Maintained - CYP | 16/04/18 - Ellipise equipment class updated as per meeting with MTM | Pr_75_75_30 | Fire alarm detection devices and control equipment | Pr_75_75_30_64 | Point heat detectors | Y | N | rev A | Maintained
Instrumentation & Control | ISO | Signal Isolator |  | CYP | NA | Maintained - CYP | 16/04/18 - Ellipise equipment class updated as per meeting with MTM | Pr_65_72_27 | Electrical protective devices | Pr_65_72_27_42 | Isolation transformers | Y | N | rev A | Maintained
Instrumentation & Control | JBX | Junction Box |  | CYP | NA | Maintained - CYP | 15/04/19 - Added by I&C | Pr_80_77_28 | Equipment enclosures, cabinets, boxes and housings | Pr_80_77_28_08 | Cable junction boxes | Y | N | rev 2 | Added
Instrumentation & Control | JMX | Power Monitor |  | CYP | NA | Maintained - CYP | 10/04/19 - Added by I&C | Pr_75_75_15 | Computers and peripherals | Pr_75_75_15_24 | Display screen monitors | Y | N | rev 1 | Added
Instrumentation & Control | LCC | Lift Control Cabinet |  | CYP | RM | Maintained - CYP | 15/04/19 - Description updated to Lift Control Cabinet | Pr_75_50_18 | Controllers and control panels | Pr_75_50_18_17 | Control panels | Y | N | rev 1 | Added
Instrumentation & Control | LPM | Power Monitor (400V) |  | CYP | NA | Maintained - CYP | Assume this is monitoring for LV power and control. This is as per control architecture dwg 16/04/18 - Ellipise equipment class updated as per meeting with MTM | Pr_75_75_15 | Computers and peripherals | Pr_75_75_15_24 | Display screen monitors | Y | N | rev A | Added
Instrumentation & Control | LSH | Level Switch High |  | CYP | NA | Maintained - CYP | 10/04/18 - Added by I&C | Pr_75_50_46 | Liquid level controllers and switches | Pr_75_50_46_46 | Level controls and alarms | Y | N | rev 1 | Added
Instrumentation & Control | LSL | Level Switch Low |  | CYP | NA | Maintained - CYP | 10/04/18 - Added by I&C | Pr_75_50_46 | Liquid level controllers and switches | Pr_75_50_46_46 | Level controls and alarms | Y | N | rev 1 | Added
Instrumentation & Control | LSW | Level Switch |  | CYP | NA | Maintained - CYP | 16/04/18 - Ellipise equipment class updated as per meeting with MTM | Pr_75_50_46 | Liquid level controllers and switches | Pr_75_50_46_46 | Level controls and alarms | Y | N | rev A | Added
Instrumentation & Control | LSX | Level Sensor |  | CYP | NA | Maintained - CYP | 10/04/18 - Added by I&C | Pr_75_50_76 | Sensors and detectors | NA |  | Y | N | rev 1 | Added
Instrumentation & Control | LVT | Level Transmitter |  | CYP | NA | Maintained - CYP | 16/04/18 - Ellipise equipment class updated as per meeting with MTM | Pr_75_50_76 | Sensors and detectors | Pr_75_50_76_69 | Proximity sensors and control units | Y | N | rev A | Added
Instrumentation & Control | LZC | Ligthing Zone Controllers |  | CYP | NA | Maintained - CYP | 30/06/21 - Added for Controls | Pr_70_70_47 | Lighting controls and lighting distribution products | Pr_70_70_47_12 | Centralized lighting controllers | Y | N | rev 2 | Added
Instrumentation & Control | NAS | Network Access Switch |  | CYP | CL/PX/AL/PU | Maintained - CYP | 15/04/19 - Added by I&C | Pr_70_75_52 | Mesh network products | Pr_70_75_52_56 | Network switches | Y | N | rev 2 | Maintained
Instrumentation & Control | OGS | Overhead Gate Sign |  | CYP | SI | Maintained - CYP |  | Pr_75_75_15 | Computers and peripherals | Pr_75_75_15_24 | Display screen monitors | Y | N | rev A | Added
Instrumentation & Control | OWS | Operator Workstation |  | CYP | NA | Maintained - CYP | 16/04/18 - Ellipise equipment class updated as per meeting with MTM | Pr_40_50_21 | Desks, tables and worktops | Pr_40_50_21_16 | Console tables | Y | N | rev A | Maintained
Instrumentation & Control | PAZ | Public Address System Controller |  | CYP | PX | Returned - RTO | 16/04/18 - Ellipise equipment class updated as per meeting with MTM | Pr_75_75_94 | Voice alarm and emergency voice communication equipment | Pr_75_75_94_93 | Voice alarm control console | Y | N | rev A | Maintained
Instrumentation & Control | PCP | Pump Control panel |  | CYP | EP | Maintained - CYP | 16/04/18 - Ellipise equipment class updated as per meeting with MTM 01/05/18 - Comment on the 16/04/18 is carried over to updated tag due to MMRA's request to maintain all equipment acronyms to a consistent length (3 characters). | Pr_75_50_18 | Controllers and control panels | Pr_75_50_18_17 | Control panels | Y | N |  | Added
Instrumentation & Control | PDP | Platform Screen Door Panel |  | CYP/RSA | RM | Returned - RTO | RSA item 16/04/18 - Ellipise equipment class updated as per meeting with MTM 01/05/18 - Comment on the 16/04/18 is carried over to updated tag due to MMRA's request to maintain all equipment acronyms to a consistent length (3 characters). | Pr_75_30_23 | Door and gate operating hardware | Pr_75_30_23_04 | Automatic sliding door operator control panels | Y | N |  | Added
Instrumentation & Control | PIG | Pressure Indicating Gauge |  | CYP | NA | Maintained - CYP | 16/04/18 - Ellipise equipment class updated as per meeting with MTM | Pr_65_52_34 | Gauges and sight glasses | Pr_65_52_34_66 | Pressure gauges | Y | N | rev A | Maintained
Instrumentation & Control | PLC | Programmable Logic Controller |  | CYP | RM | Returned - RTO Maintained - CYP | Additional Uniclass Object Code to be added 09/04/18 - Returned - RTO allocation is due to it being part of the Returned Works Schedule, Schedule 32 section 1.3, part (f) point (7) traction power control and monitoring. 16/04/18 - Ellipise equipment class updated as per meeting with MTM | Pr_75_50_18 | Controllers and control panels | Pr_75_50_18_29 | Field controllers | N | Y | rev A | Maintained
Instrumentation & Control | PSX | Pressure Sensor |  | CYP | NA | Maintained - CYP | 16/04/18 - Ellipise equipment class updated as per meeting with MTM | Pr_75_50_76 | Sensors and detectors | Pr_75_50_76_68 | Pressure sensors | Y | N | rev A | Maintained
Instrumentation & Control | RIO | Remote I/O Module |  | CYP/RSA | NA | Maintained - CYP | 15/04/19 - Discipline updated to I&C from Telecommunications | Pr_70_75_88 | Telecoms equipment | Pr_70_75_88_83 | Telecommunications system controllers | Y | N | rev 2 | Added
Instrumentation & Control | RLX | Radiation Light Detector |  | CYP | NA | Maintained - CYP | 10/04/19 - Added by I&C | Pr_75_50_76 | Sensors and detectors | Pr_75_50_76_63 | Photoelectric sensors | Y | N | rev 1 | Added
Instrumentation & Control | RTC | Remote Terminal Unit Cabinet |  | CYP | RM | Returned - RTO Maintained - CYP | 31/10/18 - Added for Traction | Pr_75_50_18 | Controllers and control panels | Pr_75_50_18_17 | Control panels | Y | N | rev 1 | Added
Instrumentation & Control | RTS | Room Temperature Sensor |  | CYP | NA | Returned - RTO Maintained - CYP | 09/04/18 - Returned - RTO allocation is due to it being part of the Returned Works Schedule, Schedule 32 section 1.3, part (f) point (7) traction power control and monitoring. 16/04/18 - Ellipise equipment class updated as per meeting with MTM | Pr_75_50_76 | Sensors and detectors | Pr_75_50_76_73 | Room temperature sensors | Y | N | rev A | Maintained
Instrumentation & Control | RTU | Remote Terminal Unit |  | CYP/RSA | RM | Returned - RTO | Tentatively allocated as RSA item 16/04/18 - Ellipise equipment class updated as per meeting with MTM | Pr_75_50_18 | Controllers and control panels | Pr_75_50_18_17 | Control panels | Y | N | rev A | Added
Instrumentation & Control | SCA | SCADA Equipment Rack |  | CYP | RM | Maintained - CYP | 10/08/18 - Added | Pr_75_50_18 | Controllers and control panels | Pr_75_50_18_17 | Control panels | Y | N | rev 1 | Added
Instrumentation & Control | SFP | Small Form Factor Pluggable |  | CYP | NA | Maintained - CYP | 22/03/19 - Added for I&C | Pr_70_75_04 | Audio, data and visual outlet plates and controllers | NA |  |  |  |  | Added
Instrumentation & Control | SRV | Server |  | CYP | NA | Maintained - CYP | 05/03/18 - Added for I&C | Pr_75_75_15 | Computers and peripherals | Pr_75_75_15_80 | Servers | Y | N | rev 1 | Added
Instrumentation & Control | SSX | TVS Shaft Sensor |  | CYP | NA | Maintained - CYP | 07/02/19 - Added for TVS | Pr_75_50_76 | Sensors and detectors | Pr_75_50_76_03 | Air temperature sensors | Y | N | rev 1 | Added
Instrumentation & Control | TEX | Temperature Sensor |  | CYP | NA | Maintained - CYP | 10/04/19 - Added by I&C and TVS | Pr_75_50_76 | Sensors and detectors | Pr_75_50_76_73 | Room temperature sensors | Y | N | rev 1 | Added
Instrumentation & Control | TPM | Power Monitor (Traction) |  | CYP | NA | Returned - RTO | Assume this is monitoring for HV Traction. This is as per control architecture dwg 16/04/18 - Ellipise equipment class updated as per meeting with MTM | Pr_75_75_15 | Computers and peripherals | Pr_75_75_15_24 | Display screen monitors | Y | N | rev A | Added
Instrumentation & Control | TTX | Temperature Transmitter |  | CYP | NA | Returned - RTO | 10/04/19 - Added by I&C and TVS | Pr_75_50_76 | Sensors and detectors | NA |  | Y | N | rev 1 | Added
Instrumentation & Control | TVC | Tunnel Ventilation Control Cabinet |  | CYP | RM | Maintained - CYP | 16/04/18 - Ellipise equipment class updated as per meeting with MTM | Pr_75_50_18 | Controllers and control panels | Pr_75_50_18_17 | Control panels | Y | N | rev A | Added
Instrumentation & Control | TVI | Tunnel Ventilation I/O Panel |  | CYP | RM | Maintained - CYP | 11/07/18 - Added | Pr_75_50_18 | Controllers and control panels | Pr_75_50_18_17 | Control panels | Y | N | rev 1 | Added
Instrumentation & Control | TVM | TVCS Maintenance Panel |  | CYP |  | Maintained - CYP | 10/07/18 - Added by TVCS team 07/02/19 - Modified to TVM from TVP. TVP used else where | Pr_75_50_18 | Controllers and control panels | Pr_75_50_18_17 | Control panels | Y | N | rev 1 | Added
Instrumentation & Control | VEX | Vibration Sensor |  | CYP | NA | Maintained - CYP | 10/04/19 - Added by I&C and TVS | Pr_75_50_76 | Sensors and detectors | NA |  | N | Y | rev 1 | Added
Instrumentation & Control | VTS | Vibration Transmitter |  | CYP | NA | Maintained - CYP | 02/07/18 - Added. Additional Uniclass Object Code to be added 11/11/19 - Updated Description | Pr_75_50_76 | Sensors and detectors | NA |  | N | Y | rev B | Added
Instrumentation & Control | WSD | Wide Screen Display |  | CYP | NA | Maintained - CYP | 16/04/18 - Ellipise equipment class updated as per meeting with MTM | Pr_75_75_15 | Computers and peripherals | Pr_75_75_15_24 | Display screen monitors | Y | N | rev A | Maintained
Instrumentation & Control | WST | Workstation |  | CYP | NA | Maintained - CYP | 15/04/19 - Added by I&C | Pr_40_50_21 | Desks, tables and worktops | Pr_40_50_21_16 | Console tables | Y | N | rev 2 | Added
Mechanical | ACH | Air Cooled Chiller |  | CYP | NA | Maintained - CYP | 16/04/18 - MTM to confirm updated Ellipise equipment class. 02/07/18 - Added. | Pr_60_60_13 | Chillers and cooling towers | Pr_60_60_13_04 | Air cooled liquid chillers | Y | N | rev B | Maintained
Mechanical | ACU | Air Conditioning Unit (Outdoor) |  | CYP | EA | Maintained - CYP | 16/04/18 - Ellipise equipment class updated as per meeting with MTM | Pr_70_65_03 | Air conditioning units | Pr_70_65_03_02 | Air cooled condensing units | Y | N | rev A | Maintained
Mechanical | ADS | Air and Dirt Separator |  | CYP | NA | Maintained - CYP | 02/07/18 - Added. | Pr_65_55_76 | Separators | Pr_65_55_76_15 | Combined air and dirt separators | Y | N | rev B | Added
Mechanical | AFR | Air Filter |  | CYP | NA | Maintained - CYP | The tag is too broad to assign a Object Code 16/04/18 - Ellipise equipment class updated as per meeting with MTM | Pr_65_57_02 | Air filters | NA |  | Y | N | rev A | Maintained
Mechanical | AHU | Air Handling Unit |  | CYP | EA | Maintained - CYP |  | Pr_60_65_03 | Air handling units | Pr_60_65_03_87 | Supply and return air handling units | Y | N | rev A | Maintained
Mechanical | ARV | Air Relief Valve |  | CYP | NA | Maintained - CYP | 16/04/18 - Ellipise equipment class updated as per meeting with MTM | Pr_65_54_95 | Water services valves | Pr_65_54_95_65 | Pressure relief valves | Y | N | rev A | Maintained
Mechanical | ATF | Autofill Unit |  | CYP | NA | Maintained - CYP | 21/05/20 - Added for Mech | Pr_65_53_96 | Water supply pumps | NA |  | N | Y | rev1 | Added
Mechanical | BDD | Back Draft Damper |  | CYP | FE/NA | Maintained - CYP | 16/04/18 - MTM to confirm updated Ellipise equipment class. Equipment of this class will consist of FE and non-FE classes. | Pr_65_65_24 | Duct dampers | Pr_65_65_24_56 | Non-return dampers | Y | N | rev A | Maintained
Mechanical | BEF | Battery Room Exhaust Fan |  | CYP | EA | Maintained - CYP | 16/04/18 - Ellipise equipment class updated as per meeting with MTM 02/07/18 - Not required by Mech. 24/09/18 - Reinstated | Pr_65_67_29 | Fans | Pr_65_67_29_05 | Axial flow fans | Y | N | rev A | Added
Mechanical | BFR | Fan Base Frame |  | CYP | NA | Returned - RTO | 04/04/19 - Added for TVS | NA |  | NA |  | N | Y | rev1 | Added
Mechanical | BFT | Buffer Tank |  | CYP | NA | Maintained - CYP | 02/07/18 - Added | Pr_60_50_96 | Water tanks and cisterns | Pr_60_50_96_20 | Cylindrical tanks | Y | N | rev B | Added
Mechanical | BSB | Branch Box |  | CYP | NA | Maintained - CYP | 29/11/18 - Added | Pr_70_65_03 | Air conditioning units | NA |  | N | Y | rev 1 | Added
Mechanical | CAC | Computer Room Air Conditioner |  | CYP | EA | Maintained - CYP | 16/04/18 - Ellipise equipment class updated as per meeting with MTM 01/05/18 - Comment on the 16/04/18 is carried over to updated tag due to MMRA's request to maintain all equipment acronyms to a consistent length (3 characters). | Pr_70_65_03 | Air conditioning units | Pr_70_65_03_72 | Room air conditioning units | Y | N |  | Added
Mechanical | CDP | Condenser Water Pump |  | CYP | NA | Maintained - CYP | 29/03/19 - Added by Mechanical (ML) | Pr_65_53_96 | Water supply pumps | NA |  | N | N | rev 1 | Added
Mechanical | CED | Concourse Extraction Damper |  | CYP | FE | Maintained - CYP | Assume fire and smoke to be extracted from platform 16/04/18 - Ellipise equipment class updated as per meeting with MTM 02/07/18 - Not required by Mech. 09/08/18 - Reinstated by Tunnel Vent Team | Pr_65_65_24 | Duct dampers | Pr_65_65_24_29 | Fire and smoke dampers | Y | N | rev A | Added
Mechanical | CEF | Cylinder Exhaust Fan |  | CYP | EA | Maintained - CYP | 29/03/19 - Added by Mechanical (ML) | Pr_65_67_29 | Fans | Pr_65_67_29_05 | Axial flow fans | Y | N | rev 1 | Added
Mechanical | CHM | Chemical Doser |  | CYP | NA | Maintained - CYP | 21/05/20 - Added by Mechanical | Pr_60_55_97 | Water treatment products | Pr_60_55_97_12 | Chemical dosing pots | N | Y | rev 1 | Added
Mechanical | CMR | Compressor |  | CYP | NA | Returned - RTO | 02/07/18 - Added. Additional Uniclass Object Code to be added | Pr_75_51_26 | Electric motors | NA |  | N | Y | rev B | Added
Mechanical | CWP | Chillied Water Pump |  | CYP | EP | Maintained - CYP | 29/01/18 - Added for Mechanical | Pr_65_53_96 | Water supply pumps | NA |  | Y | N | rev 1 | Added
Mechanical | DAT | Duct Attenuators |  | CYP | EA | Maintained - CYP | 02/07/18 - Added. Additional Uniclass Object Code to be added | Pr_65_65_24 | Duct dampers | NA |  | N | Y | rev B | Added
Mechanical | DHO | Dock Hoist |  | CYP | NA | Maintained - CYP | 17/10/18 - Added | Pr_65_80_47 | Lifting platforms and hoists | Pr_65_80_47_95 | Vertical lifting platforms | Y | N | rev 1 | Added
Mechanical | EAF | Exhaust / Relief Air Fan |  | CYP | EA | Maintained - CYP | 16/04/18 - Ellipise equipment class updated as per meeting with MTM 02/07/18 - Description updated | Pr_65_67_29 | Fans | Pr_65_67_29_05 | Axial flow fans | Y | N | rev B | Added
Mechanical | EBD | ECS Bypass Damper |  | CYP | TV | Maintained - CYP | 16/04/18 - Ellipise equipment class updated as per meeting with MTM 02/07/18 - Not required by Mech. 09/08/18 - Reinstated by Tunnel Vent Team | Pr_65_65_24 | Duct dampers | Pr_65_65_24_68 | Pressure relief dampers | Y | N | rev A | Added
Mechanical | EDH | Electric Duct Heater |  | CYP | EA | Maintained - CYP | 02/07/18 - Added. Additional Uniclass Object Code to be added | Pr_65_65_24 | Duct dampers | NA |  | N | Y | rev B | Added
Mechanical | ENG | Energy Meter |  | CYP | NA | Maintained - CYP | 21/05/20 - Added by Mechanical | Pr_80_51_51 | Metering and test products | Pr_80_51_51_28 | Energy meters | Y | N | rev 1 | Added
Mechanical | EPP | Escalator Power Panel |  | CYP | NA | Maintained - CYP | 05/03/2019 - Added for elec and mech | Pr_60_70_22 | Distribution boxes and switchboards | Pr_60_70_22_22 | Distribution boards | Y | N | rev 1 | Added
Mechanical | EXP | Expansion Tank |  | CYP | NA | Maintained - CYP | 02/07/18 - Added | Pr_60_50_96 | Water tanks and cisterns | Pr_60_50_96_20 | Cylindrical tanks | Y | N | rev B | Added
Mechanical | FAN | FAN |  | CYP | EA | Maintained - CYP | 11/11/19 - Added | Pr_65_67_29 | Fans | NA |  | Y | N |  | Added
Mechanical | FCU | Fan Coil Unit (Indoor) |  | CYP | EA | Maintained - CYP | 16/04/18 - Ellipise equipment class updated as per meeting with MTM | Pr_70_65_03 | Air conditioning units | Pr_70_65_03_29 | Fan coil units | Y | N | rev A | Maintained
Mechanical | FDR | Fire Damper |  | CYP | NA | Maintained - CYP | 29/01/18 - Added for Mechanical | Pr_65_65_24 | Duct dampers | Pr_65_65_24_29 | Fire and smoke dampers | Y | N | rev A | Maintained
Mechanical | FIL | Filter |  | CYP | NA | Maintained - CYP | 29/01/18 - Added for Mechanical | Pr_65_57_02 | Air filters | NA |  | Y | N | rev A | Maintained
Mechanical | FLG | Flood Gate Motor |  | CYP/PTV | NA | Returned - RTO | 31/01/19 - Added for Electrical | Pr_75_51_26 | Electric motors | NA |  | Y | N | rev1 | Added
Mechanical | FLX | Fan Flexible Joint |  | CYP | NA | Returned - RTO | 04/04/19 - AdDed for TVS | Pr_65_65_25 | Ductwork and fittings | Pr_65_65_25_72 | Rectangular sheet metal ductwork and fittings | Y | Y | rev 1 | Added
Mechanical | GEF | General Exhaust Fan |  | CYP | EA | Maintained - CYP | 16/04/18 - Ellipise equipment class updated as per meeting with MTM 02/07/18 - Not required by Mech. 29/03/19 - Reinstated by Mech. (ML) | Pr_65_67_29 | Fans | Pr_65_67_29_05 | Axial flow fans | Y | N | rev A | Maintained
Mechanical | GRD | Guard |  | CYP | NA | Maintained - CYP | 04/04/19 - Added for TVS | Pr_65_65_25 | Ductwork and fittings | Pr_65_65_25_32 | Flexible ductwork | Y | Y | rev 1 | Added
Mechanical | HDS | Hydraulic Separator |  | CYP | NA | Maintained - CYP | 21/05/20 - Added for Mech | Pr_65_52_62 | Pipe jointing materials | Pr_65_52_62_62 | Pipeline connectors | Y | Y | rev 1 | Added
Mechanical | HWH | Hot Water Heater (Electric/Gas) |  | CYP | ED | Maintained - CYP | 16/04/18 - Ellipise equipment class updated as per meeting with MTM 02/07/18 - Added. Additional Uniclass Object Code not required. Common tag for gas or electric boilers | Pr_60_60_08 | Boilers | NA |  | Y | N | rev B | Added
Mechanical | ITD | Intake Damper |  | CYP | EA | Maintained - CYP | 02/07/18 - Added. Additional Uniclass Object Code to be added | Pr_65_65_24 | Duct dampers | NA |  | N | Y | rev B | Added
Mechanical | KEF | Kitchen Exhaust Fan |  | CYP | NA | Maintained - CYP | 29/03/19 - Added for Mechanical (ML) | Pr_65_67_29 | Fans | Pr_65_67_29_05 | Axial flow fans | Y | N | rev1 | Added
Mechanical | LPP | Lift Power Panel |  | CYP | LE | Maintained - CYP | 05/03/2019 - Added for elec and mech | Pr_60_70_22 | Distribution boxes and switchboards | Pr_60_70_22_22 | Distribution boards | Y | N | rev 1 | Added
Mechanical | MCV | Motorised Control Valve / Pressure Independent Control Valve |  | CYP | FE/NA | Maintained - CYP | 16/04/18 - MTM to confirm updated Ellipise equipment class. Equipment of this class will consist of FE and non-FE classes. 02/07/18 - Added. | Pr_65_54_95 | Water services valves | Pr_65_54_95_53 | Motorized valves | Y | N | rev B | Added
Mechanical | MEF | Miscellaneous Exhaust Fan |  | CYP |  | Maintained - CYP | 30/03/20 - Added by Mech | Pr_65_67_29 | Fans | Pr_65_67_29_05 | Axial flow fans | Y | N | rev 1 | Added
Mechanical | MRH | Monorail Hoist |  | CYP | NA | Maintained - CYP | 16/04/18 - Ellipise equipment class updated as per meeting with MTM | Pr_65_80_47 | Lifting platforms and hoists | Pr_65_80_47_47 | Moveable hoists | Y | N | rev A | Maintained
Mechanical | MVD | Motorised Damper |  | CYP | NA | Maintained - CYP | 22/01/19 - Added for Mech | Pr_65_65_24 | Duct dampers | NA
Mechanical | NRD | Non-Return Damper |  | CYP | FE | Maintained - CYP | 16/04/18 - Ellipise equipment class updated as per meeting with MTM | Pr_65_65_24 | Duct dampers | Pr_65_65_24_56 | Non-return dampers | Y | N | rev A | Maintained
Mechanical | NZD | Nozzle Damper |  | CYP | EA | Maintained - CYP | 02/07/18 - Added. Additional Uniclass Object Code to be added | Pr_65_65_24 | Duct dampers | NA |  | N | Y | rev B | Added
Mechanical | OAF | Outside Air Fan |  | CYP | EA | Maintained - CYP | 16/04/18 - Ellipise equipment class updated as per meeting with MTM 02/07/18 - Not required by Mech. 24/09/18 - Reinstated | Pr_65_67_29 | Fans | Pr_65_67_29_05 | Axial flow fans | Y | N | rev A | Added
Mechanical | OBD | Opposed Blade Damper |  | CYP | EA | Maintained - CYP | 02/07/18 - Added | Pr_65_65_24 | Duct dampers | Pr_65_65_24_68 | Pressure relief dampers | Y | N | rev A | Added
Mechanical | PLV | Plug Valve |  | CYP | NA | Maintained - CYP | 16/04/18 - Ellipise equipment class updated as per meeting with MTM | Pr_65_54_33 | Gas and liquid fuel valves | Pr_65_54_33_87 | Taper plug valves | Y | N | rev A | Maintained
Mechanical | PMP | Primary or Secondary CHW/HHW Pump |  | CYP | EP | Maintained - CYP | Additional Uniclass Object Code to be added 01/05/18 - Added due to MMRA's request to maintain all equipment acronyms to a consistent length (3 characters). 02/07/18 - Added. Additional Uniclass Object code not required. Common tag for primary and seconday chill water and hot water pumps to be utilised | Pr_65_53_96 | Water supply pumps | NA |  | Y | N | rev B | Added
Mechanical | PRD | Pressure Relief Damper |  | CYP | FE/EA | Maintained - CYP | 16/04/18 - MTM to confirm updated Ellipise equipment class. Equipment of this class will consist of FE and non-FE classes. | Pr_65_65_24 | Duct dampers | Pr_65_65_24_68 | Pressure relief dampers | Y | N | rev A | Maintained
Mechanical | PSD | Platform Screen Doors |  | CYP/RSA | NA | Returned - RTO | RSA item. Additional Section and Object Code to be added 16/04/18 - MTM to confirm updated Ellipise equipment class. | Pr_30_59 | Openings and opening component products | NA |  | N | Y | rev A | Added
Mechanical | RAF | Return Air Fan |  | CYP | NA | Maintained - CYP | 02/07/18 - Added | Pr_65_67_29 | Fans | Pr_65_67_29_05 | Axial flow fans | Y | N | rev B | Added
Mechanical | RCF | Roof Cowl |  | CYP | NA | Maintained - CYP | 29/03/19 - Added by Mechanical (ML) | NA |  | NA |  | N | N | rev 1 | Added
Mechanical | REF | Refuse Room Exhaust Fan |  | CYP | EA | Maintained - CYP | 16/04/18 - Ellipise equipment class updated as per meeting with MTM 02/07/18 - Not required by Mech. 29/03/19 - Reinstated by Mech. (ML) | Pr_65_67_29 | Fans | Pr_65_67_29_05 | Axial flow fans | Y | N | rev A
Mechanical | RTP | Roof Top Package Unit |  | CYP | NA | Maintained - CYP | 29/11/18 - Added | Pr_70_65_03 | Air conditioning units | NA |  | N | Y | rev 1 | Added
Mechanical | SAF | Supply Air Fan |  | CYP | EA | Maintained - CYP | 16/04/18 - Ellipise equipment class updated as per meeting with MTM | Pr_65_67_29 | Fans | Pr_65_67_29_12 | Centrifugal fans | Y | N | rev A | Maintained
Mechanical | SBD | Single Blade Damper |  | CYP | EA | Maintained - CYP | 02/07/18 - Added | Pr_65_65_24 | Duct dampers | Pr_65_65_24_68 | Pressure relief dampers | Y | N | rev B | Added
Mechanical | SEF | Sewer Exhaust Fan |  | CYP | NA | Maintained - CYP | 24/09/18 - Added | Pr_65_67_29 | Fans | Pr_65_67_29_05 | Axial flow fans | Y | N |  | Added
Mechanical | SEN | Sensor |  | CYP | NA | Maintained - CYP | 04/11/2021 - Added by Mechanical (TS) | Pr_75_50_76 | Sensors and detectors | NA |  | Y | N | rev 1 | Added
Mechanical | SFD | Motorised Smoke-Fire Damper |  | CYP | NA | Maintained - CYP | 29/03/19 - Added by Mechanical (ML) | Pr_65_65_24 | Duct dampers | NA |  | N | N | rev 1 | Added
Mechanical | SMD | Motorised Smoke Damper |  | CYP | NA | Maintained - CYP | 29/03/19 - Added by Mechanical (ML) | Pr_65_65_24 | Duct dampers | NA |  | N | N | rev 1 | Added
Mechanical | SPF | Stair Pressurisation Fan |  | CYP | FE | Maintained - CYP | 16/04/18 - Ellipise equipment class updated as per meeting with MTM 02/07/18 - Not required by Mech. 09/08/18 - Reinstated | Pr_65_67_29 | Fans | Pr_65_67_29_12 | Centrifugal fans | Y | N | rev A | Added
Mechanical | TEF | Toilet Exhaust Fan |  | CYP | EA | Maintained - CYP | 16/04/18 - Ellipise equipment class updated as per meeting with MTM 02/07/18 - Not required by Mech. 24/09/18 - Reinstated | Pr_65_67_29 | Fans | Pr_65_67_29_05 | Axial flow fans | Y | N | rev A | Added
Mechanical | VAV | Variable Air Volume |  | CYP | NA | Maintained - CYP | 29/03/19 - Added by Mechanical (ML) | Pr_65_65_24 | Duct dampers | Pr_65_65_24_93 | Variable air volume boxes | Y | N | rev 1 | Added
Mechanical | VCD | Volume Control Damper |  | CYP | EA | Maintained - CYP | 16/04/18 - Ellipise equipment class updated as per meeting with MTM | Pr_65_65_24 | Duct dampers | Pr_65_65_24_95 | Volume control dampers | Y | N | rev A | Maintained
Mechanical | WCH | Water Cooled Chiller |  | CYP | ED | Maintained - CYP | 16/04/18 - Ellipise equipment class updated as per meeting with MTM. 02/07/18 - Added | Pr_60_60_13 | Chillers and cooling towers | Pr_60_60_13_96 | Water cooled liquid chillers | Y | N | rev B | Added
Mechanical | WCT | Cooling Tower |  | CYP | ED | Maintained - CYP | Maintain Section Code. No Object Code required 16/04/18 - Ellipise equipment class updated as per meeting with MTM 02/07/18 - Added | Pr_60_60_13 | Chillers and cooling towers | NA |  | Y | N | rev B | Added
Mechanical | WEA | Weather Station |  | CYP | NA | Maintained - CYP | 27/10/21 - Added by Mechanical team | Pr_75_50_76 | Sensors and detectors | NA |  | N | N | rev 00 | Added
Telecommunication | ACP | Access Control Panel |  | CYP/RSA | RM | Returned - RTO | 16/04/18 - Ellipise equipment class updated as per meeting with MTM | Pr_75_75_27 | Electronic access control products | Pr_75_75_27_03 | Access control units | Y | N | rev A | Added
Telecommunication | ACR | Access Card Reader |  | CYP/RSA | NA | Returned - RTO | 16/04/18 - Ellipise equipment class updated as per meeting with MTM | Pr_75_75_27 | Electronic access control products | Pr_75_75_27_50 | Magnetic swipe card readers | Y | N | rev A | Added
Telecommunication | ADA | Audio Distribution Amplifier |  | CYP/RSA | PX | Maintained - CYP | 16/04/18 - Ellipise equipment class updated as per meeting with MTM | Pr_60_75_08 | Audio and visual source products | Pr_60_75_08_02 | Audio amplifiers | Y | N | rev A | Maintained
Telecommunication | AIP | Audio Frequency Induction Loop |  | CYP/RSA | PX | Returned - RTO | Additional Uniclass Object Code to be added 16/04/18 - Ellipise equipment class updated as per meeting with MTM 01/05/18 - Comment on the 16/04/18 is carried over to updated tag due to MMRA's request to maintain all equipment acronyms to a consistent length (3 characters). | Pr_70_75_88 | Telecoms equipment | NA |  | N | Y |  | Added
Telecommunication | AMA | AM Amplifier |  | CYP/RSA | PX | Maintained - CYP | 16/04/18 - Ellipise equipment class updated as per meeting with MTM | Pr_60_75_08 | Audio and visual source products | Pr_60_75_08_02 | Audio amplifiers | Y | N | rev A | Maintained
Telecommunication | ANT | Antenna |  | CYP/RSA | PX | Returned - RTO | Maintain Section Code. No Object Code required 16/04/18 - Ellipise equipment class updated as per meeting with MTM | Pr_60_75_01 | Antennas and satellite dishes | NA |  | Y | N | rev A | Maintained
Telecommunication | BTS | Base Transceiver Station Rack |  | CYP | BR | Maintained - CYP | 16/04/18 - Ellipise equipment class updated as per meeting with MTM | Pr_80_77_27 | Equipment boards, racks and supports | Pr_80_77_27_42 | IT and telecommunications equipment racks | Y | N | rev A | Maintained
Telecommunication | CFS | CCTV Fixed Camera (Station) |  | CYP/RSA | CL | Returned - RTO |  | Pr_60_75_86 | Surveillance cameras, monitors and ancillaries | Pr_60_75_86_30 | Fixed cameras | Y | N | rev A | Added
Telecommunication | CFT | CCTV Fixed Camera (Tunnel) |  | CYP/RSA | CL | Returned - RTO |  | Pr_60_75_86 | Surveillance cameras, monitors and ancillaries | Pr_60_75_86_30 | Fixed cameras | Y | N | rev A | Added
Telecommunication | CHP | Customer Help Points |  | CYP/RSA | IC | Returned - RTO | 16/04/18 - Ellipise equipment class updated as per meeting with MTM | Pr_70_75_88 | Telecoms equipment | Pr_70_75_88_03 | Analogue telephone handsets | Y | N | rev A | Added
Telecommunication | CPP | Call Point Panel |  | CYP/RSA | IC | Returned - RTO | RSA item 16/04/18 - Ellipise equipment class updated as per meeting with MTM | Pr_70_75_88 | Telecoms equipment | Pr_70_75_88_83 | Telecommunications system controllers | Y | N | rev A | Added
Telecommunication | CSS | Fire Combined Strobe Sounder |  | CYP | FE | Maintained - CYP |  | Pr_75_75_30 | Fire alarm detection devices and control equipment | Pr_75_75_30_30 | Fire alarm sounders | Y | N | rev A | Maintained
Telecommunication | CTM | CCTV Monitor |  | CYP/RSA | CL | Returned - RTO |  | Pr_60_75_86 | Surveillance cameras, monitors and ancillaries | Pr_60_75_86_79 | Surveillance monitors | Y | N | rev A | Maintained
Telecommunication | CTP | CCTV Panel |  | CYP/RSA | CL | Returned - RTO | RSA item 16/04/18 - Ellipise equipment class updated as per meeting with MTM | Pr_70_75_88 | Telecoms equipment | Pr_70_75_88_83 | Telecommunications system controllers | Y | N | rev A | Added
Telecommunication | DAA | DAB Amplifier |  | CYP/RSA | PX | Maintained - CYP | 16/04/18 - Ellipise equipment class updated as per meeting with MTM | Pr_60_75_08 | Audio and visual source products | Pr_60_75_08_02 | Audio amplifiers | Y | N | rev A | Maintained
Telecommunication | DAS | Distributed Antenna System |  | CYP/RSA | PX | Returned - RTO | 16/04/18 - Ellipise equipment class updated as per meeting with MTM | Pr_70_75_88 | Telecoms equipment | Pr_70_75_88_83 | Telecommunications system controllers | Y | N | rev A | Added
Telecommunication | DGU | Data Gathering Unit |  | CYP | CL | Maintained - CYP | 16/04/18 - Ellipise equipment class updated as per meeting with MTM | Pr_80_51_51 | Metering and test products | Pr_80_51_51_22 | Digital metering equipment | Y | N | rev A | Maintained
Telecommunication | DHE | DAS Headend Equipment |  | CYP/RSA | NA | Maintained - CYP | 16/04/18 - Ellipise equipment class updated as per meeting with MTM | Pr_70_75_88 | Telecoms equipment | Pr_70_75_88_83 | Telecommunications system controllers | N | Y | rev A | Added
Telecommunication | DVR | Digital Video Recorder |  | CYP/RSA | CL | Maintained - CYP | 16/04/18 - Ellipise equipment class updated as per meeting with MTM | Pr_60_75_03 | Audio and video players and recorders | Pr_60_75_03_22 | Digital video recorders | Y | N | rev A | Maintained
Telecommunication | EIC | Emergency Warning and Intercom System Cabinet |  | CYP | PX | Returned - RTO | Tentatively added till scope is finalised with RSA. Could become part of PA system. 16/04/18 - Ellipise equipment class updated as per meeting with MTM 01/05/18 - Comment on the 16/04/18 is carried over to updated tag due to MMRA's request to maintain all equipment acronyms to a consistent length (3 characters). | Pr_75_75_94 | Voice alarm and emergency voice communication equipment | Pr_75_75_94_95 | Voice alarm controllers | Y | N |  | Added
Telecommunication | EWS | Emergency Warning Speaker |  | CYP | PX | Returned - RTO | Tentatively added till scope is finalised with RSA. Could become part of PA system. | Pr_75_75_94 | Voice alarm and emergency voice communication equipment | Pr_75_75_94_37 | Horn voice alarm loudspeakers | Y | N | rev A | Added
Telecommunication | EXT | External Telephone Handset |  | CYP/RSA | TH | Returned - RTO | 16/04/18 - Ellipise equipment class updated as per meeting with MTM. Original allocation was correct. | Pr_70_75_88 | Telecoms equipment | Pr_70_75_88_03 | Analogue telephone handsets | Y | N | rev A | Maintained
Telecommunication | FDC | Fixed Dome Cameras |  | CYP/RSA | CL | Returned - RTO | Assume speakers are horn type | Pr_60_75_86 | Surveillance cameras, monitors and ancillaries | Pr_60_75_86_31 | Fixed dome cameras | Y | N | rev A | Maintained
Telecommunication | FET | Fireman's Emergency Telephone |  | CYP | FE | Returned - RTO |  | Pr_70_75_88 | Telecoms equipment | Pr_70_75_88_03 | Analogue telephone handsets | Y | N | rev A | Maintained
Telecommunication | FMA | FM Amplifier |  | CYP/RSA | PX | Maintained - CYP | 16/04/18 - Ellipise equipment class updated as per meeting with MTM | Pr_60_75_08 | Audio and visual source products | Pr_60_75_08_02 | Audio amplifiers | Y | N | rev A | Maintained
Telecommunication | FLS | Field Lan Switch |  | CYP |  | Maintained - CYP | 17/06/21 - Added | [7 empty] | Maintained
Telecommunication | FOB | Fibre Optic Jointing Box |  | CYP/RSA | NA | Returned - RTO | RSA item 16/04/18 - Ellipise equipment class updated as per meeting with MTM | Pr_80_77_28 | Equipment enclosures, cabinets, boxes and housings | Pr_80_77_28_26 | Fibre joint enclosures | Y | N | rev A | Maintained
Telecommunication | FOJ | Fibre Optic Cable Joint |  | CYP/RSA | NA | Returned - RTO | Additional Uniclass Object Code to be added. RSA item 16/04/18 - Ellipise equipment class updated as per meeting with MTM | Pr_65_70_15 | Communications cables | NA |  | N | Y | rev A | Added
Telecommunication | FOT | Fibre Optic Patching/Splicing Tray |  | CYP/RSA | NA | Maintained - CYP | 16/04/18 - Ellipise equipment class updated as per meeting with MTM | Pr_65_70_15 | Communications cables | Pr_65_70_15_62 | Optical fibre splice boxes | Y | N | rev A | Maintained
Telecommunication | GRN | GRN (Government Radio Network) Radio |  | CYP | NA | Maintained - CYP | 16/04/18 - Ellipise equipment class updated as per meeting with MTM | Pr_70_75_88 | Telecoms equipment | Pr_70_75_88_83 | Telecommunications system controllers | Y | N | rev A | Maintained
Telecommunication | IDF | Intermediate Distribution Frame |  | CYP/RSA | NA | Returned - RTO Maintained - CYP | 09/04/18 - Returned - RTO allocation is due to it being part of the Returned Works Schedule, Schedule 32 section 1.3, part (e) point (8) intercommunication systems. 16/04/18 - Ellipise equipment class updated as per meeting with MTM | Pr_80_77_27 | Equipment boards, racks and supports | Pr_80_77_27_42 | IT and telecommunications equipment racks | Y | N | rev A | Maintained
Telecommunication | IOT | Internal Operations Telephone |  | CYP | TH | Returned - RTO |  | Pr_70_75_88 | Telecoms equipment | Pr_70_75_88_89 | Telephone operator consoles | Y | N | rev A | Maintained
Telecommunication | LRS | Device Level Ring Switch (ETAP) |  | CYP | RM | Returned - RTO | 16/04/18 - Ellipise equipment class updated as per meeting with MTM | Pr_70_75_52 | Mesh network products | Pr_70_75_52_56 | Network switches | Y | N | rev A | Added
Telecommunication | LYT | Leaky Termination |  | CYP/RSA | NA | Returned - RTO | 16/04/18 - Ellipise equipment class updated as per meeting with MTM | Pr_65_70_15 | Communications cables | Pr_65_70_15_70 | Radio frequency (RF) transmission cables | Y | N | rev A | Added
Telecommunication | MDL | Magnetic Door Lock |  | CYP/RSA | NA | Returned - RTO | 16/04/18 - Ellipise equipment class updated as per meeting with MTM | Pr_75_75_27 | Electronic access control products | Pr_75_75_27_23 | Door status monitoring devices | Y | N | rev A | Added
Telecommunication | MER | Mobile Phone Equipment Rack |  | CYP/RSA | NA | Maintained - CYP | 16/04/18 - Ellipise equipment class updated as per meeting with MTM | Pr_80_77_27 | Equipment boards, racks and supports | Pr_80_77_27_42 | IT and telecommunications equipment racks | Y | N | rev A | Maintained
Telecommunication | MJA | Mobile Phone Junction |  | CYP/RSA | NA | Maintained - CYP | 16/04/18 - Ellipise equipment class updated as per meeting with MTM | Pr_70_75_88 | Telecoms equipment | Pr_70_75_88_86 | Telephone distribution frames | Y | N | rev A | Maintained
Telecommunication | MMU | Master Unit - Mobile Phone System |  | CYP/RSA | NA | Maintained - CYP | 16/04/18 - Ellipise equipment class updated as per meeting with MTM | Pr_70_75_88 | Telecoms equipment | Pr_70_75_88_83 | Telecommunications system controllers | Y | N | rev A | Maintained
Telecommunication | MPE | Mobile Phone Passive Equipment |  | CYP | NA | Maintained - CYP | 16/04/18 - Ellipise equipment class updated as per meeting with MTM | Pr_70_75_88 | Telecoms equipment | Pr_70_75_88_83 | Telecommunications system controllers | Y | N | rev A | Maintained
Telecommunication | MYP | MYKI Panel |  | CYP/PTV | NA | Returned - RTO | RSA item 16/04/18 - Ellipise equipment class updated as per meeting with MTM | Pr_70_75_88 | Telecoms equipment | Pr_70_75_88_83 | Telecommunications system controllers | Y | N | rev A | Added
Telecommunication | NVR | Network Video Recorder |  | CYP/RSA | CL | Maintained - CYP | 16/04/18 - Ellipise equipment class updated as per meeting with MTM | Pr_60_75_03 | Audio and video players and recorders | Pr_60_75_03_56 | Network video recorders | Y | N | rev A | Maintained
Telecommunication | OMC | Operations and Maintenance Radio Console |  | CYP/RSA | BR | Maintained - CYP | 16/04/18 - Ellipise equipment class updated as per meeting with MTM | Pr_70_75_88 | Telecoms equipment | Pr_70_75_88_83 | Telecommunications system controllers | Y | N | rev A | Maintained
Telecommunication | PAA | PA Amplifier |  | CYP/RSA | PX | Returned - RTO |  | Pr_60_75_08 | Audio and visual source products | Pr_60_75_08_02 | Audio amplifiers | Y | N | rev A | Maintained
Telecommunication | PAC | PA Cabinet |  | CYP/RSA | PX | Returned - RTO |  | Pr_80_77_27 | Equipment boards, racks and supports | Pr_80_77_27_42 | IT and telecommunications equipment racks | Y | N | rev A | Maintained
Telecommunication | PAP | PA Panel |  | CYP/RSA | PX | Returned - RTO | RSA item | Pr_70_75_88 | Telecoms equipment | Pr_70_75_88_83 | Telecommunications system controllers | Y | N | rev A | Added
Telecommunication | PAS | PA Speaker |  | CYP/RSA | PX | Returned - RTO | Assume PA speakers are horn type | Pr_75_75_94 | Voice alarm and emergency voice communication equipment | Pr_75_75_94_37 | Horn voice alarm loudspeakers | Y | N | rev A | Maintained
Telecommunication | PBE | Push Button Exit |  | CYP/RSA | NA | Returned - RTO | 16/04/18 - Ellipise equipment class updated as per meeting with MTM | Pr_75_75_27 | Electronic access control products | Pr_75_75_27_71 | Request-to-exit buttons | Y | N | rev A | Added
Telecommunication | PBX | PABX - Telephone System |  | CYP/RSA | TH | Returned - RTO |  | Pr_70_75_88 | Telecoms equipment | Pr_70_75_88_83 | Telecommunications system controllers | Y | N | rev A | Maintained
Telecommunication | PCK | CCTV System - PTZ Keyboard |  | CYP/RSA | CL | Returned - RTO |  | Pr_60_75_86 | Surveillance cameras, monitors and ancillaries | Pr_60_75_86_65 | Pan, tilt, zoom cameras | Y | N | rev A | Added
Telecommunication | PCS | PTZ CCTV Camera (Station) |  | CYP/RSA | CL | Returned - RTO |  | Pr_60_75_86 | Surveillance cameras, monitors and ancillaries | Pr_60_75_86_65 | Pan, tilt, zoom cameras | Y | N | rev A | Added
Telecommunication | PCT | PTZ CCTV Camera (Tunnel) |  | CYP/RSA | CL | Returned - RTO |  | Pr_60_75_86 | Surveillance cameras, monitors and ancillaries | Pr_60_75_86_65 | Pan, tilt, zoom cameras | Y | N | rev A | Added
Telecommunication | PDS | Passenger Information Display Screens |  | CYP/RSA | PU | Returned - RTO | 01/05/18 - Added due to MMRA's request to maintain all equipment acronyms to a consistent length (3 characters). | Pr_75_75_15 | Computers and peripherals | Pr_75_75_15_24 | Display screen monitors | Y | N |  | Added
Telecommunication | PSP | PIDS Panel |  | CYP/RSA | PU | Returned - RTO | RSA item 16/04/18 - Ellipise equipment class updated as per meeting with MTM | Pr_70_75_88 | Telecoms equipment | Pr_70_75_88_83 | Telecommunications system controllers | Y | N | rev A | Added
Telecommunication | RBE | Radio Break-In Equipment |  | CYP/RSA | NA | Returned - RTO | 16/04/18 - Ellipise equipment class updated as per meeting with MTM | Pr_70_75_88 | Telecoms equipment | Pr_70_75_88_83 | Telecommunications system controllers | Y | N | rev A | Maintained
Telecommunication | RFS | Mobile Phone RF Splitter |  | CYP/RSA | NA | Maintained - CYP | 16/04/18 - Ellipise equipment class updated as per meeting with MTM | Pr_70_75_04 | Audio, data and visual outlet plates and controllers | Pr_70_75_04_03 | Audio interface adaptors | Y | N | rev A | Maintained
Telecommunication | RMU | Remote Unit for Mobile Phone |  | CYP/RSA | NA | Maintained - CYP | 16/04/18 - Ellipise equipment class updated as per meeting with MTM | Pr_70_75_88 | Telecoms equipment | Pr_70_75_88_83 | Telecommunications system controllers | Y | N | rev A | Maintained
Telecommunication | SAN | Storage Area Network |  | CYP/RSA | BD | Maintained - CYP | This tag is too broad to assign a Object Code 16/04/18 - Ellipise equipment class updated as per meeting with MTM | Pr_70_75_52 | Mesh network products | NA |  | N | Y | rev A | Maintained
Telecommunication | SEP | SEPAC Phone |  | CYP/RSA | TH | Returned - RTO | 01/05/18 - Added due to MMRA's request to maintain all equipment acronyms to a consistent length (3 characters). | Pr_70_75_88 | Telecoms equipment | Pr_70_75_88_03 | Analogue telephone handsets | Y | N |  | Added
Telecommunication | TER | Telephone System Equipment Rack |  | CYP/RSA | TH | Returned - RTO |  | Pr_80_77_27 | Equipment boards, racks and supports | Pr_80_77_27_42 | IT and telecommunications equipment racks | Y | N | rev A | Maintained
Telecommunication | TVR | Tunnel Ventilation Control System Rack |  | CYP | NA | Maintained - CYP | 22/01/19 - Added for Controls | Pr_80_77_27 | Equipment boards, racks and supports | Pr_80_77_27_42 | IT and telecommunications equipment racks | Y | N | rev A | Added
Telecommunication | UCD | UPS Coms Distribution Board |  | CYP | SB | Maintained - CYP | 16/04/18 - MTM to confirm updated Ellipise equipment class. 01/05/18 - Comment on the 16/04/18 is carried over to updated tag due to MMRA's request to maintain all equipment acronyms to a consistent length (3 characters). | Pr_60_70_22 | Distribution boxes and switchboards | Pr_60_70_22_22 | Distribution boards | Y | N |  | Added
Telecommunication | UER | UHF Radio Rebroadcast Equipment Rack |  | CYP/RSA | PX | Maintained - CYP | 16/04/18 - Ellipise equipment class updated as per meeting with MTM | Pr_80_77_27 | Equipment boards, racks and supports | Pr_80_77_27_42 | IT and telecommunications equipment racks | Y | N | rev A | Maintained
Telecommunication | UHA | UHF Amplifier |  | CYP/RSA | PX | Maintained - CYP | 16/04/18 - Ellipise equipment class updated as per meeting with MTM | Pr_60_75_08 | Audio and visual source products | Pr_60_75_08_02 | Audio amplifiers | Y | N | rev A | Added
Telecommunication | UHT | UHF Attenuator |  | CYP/RSA | PX | Maintained - CYP | Maintain Section Code. No Object Code required 16/04/18 - Ellipise equipment class updated as per meeting with MTM | Pr_65_67_78 | Sound attenuators | NA |  | Y | N | rev A | Added
Telecommunication | VCP | VicTrack Panel |  | CYP/RSA | NA | Returned - RTO | RSA item 16/04/18 - Ellipise equipment class updated as per meeting with MTM 02/07/18 - Added | Pr_70_75_88 | Telecoms equipment | Pr_70_75_88_83 | Telecommunications system controllers | Y | N | rev B | Added
Telecommunication | VHA | VHF Amplifier for Digital Audio Broadcasting |  | CYP/RSA | PX | Maintained - CYP | 16/04/18 - Ellipise equipment class updated as per meeting with MTM | Pr_60_75_08 | Audio and visual source products | Pr_60_75_08_02 | Audio amplifiers | Y | N | rev A | Added
Telecommunication | VIP | Voice over IP Interface |  | CYP/RSA | VL | Maintained - CYP | 16/04/18 - Ellipise equipment class updated as per meeting with MTM | Pr_70_75_04 | Audio, data and visual outlet plates and controllers | Pr_70_75_04_03 | Audio interface adaptors | Y | N | rev A | Maintained
Telecommunication | XBC | Duplexer |  | CYP/RSA | NA | Maintained - CYP | Additional Uniclass Object Code to be added. A Pr code is available for a Diplexer 16/04/18 - Ellipise equipment class updated as per meeting with MTM | Pr_60_75_08 | Audio and visual source products | NA |  | N | Y | rev A | Maintained
Tunnel Ventilation System | ACT | Actuator |  | CYP | NA | Returned - RTO Maintained - CYP | 02/07/18 - Added. Additional Uniclass Object Code to be added | Pr_65_54 | Valve products | NA |  | N | Y | rev B | Added
Tunnel Ventilation System | ATE | Attenuators Environment Side |  | CYP | NA | Maintained - CYP | 07/02/19 - Added for TVS |  |  |  |  | N | Y | rev 1 | Added
Tunnel Ventilation System | ATT | Attenuators Tunnel |  | CYP | NA | Maintained - CYP | 07/02/19 - Added for TVS |  |  |  |  | N | Y | rev 1 | Added
Tunnel Ventilation System | DRD | Draught Relief Damper |  | CYP | FE/TV | Maintained - CYP | 16/04/18 - MTM to confirm updated Ellipise equipment class. Equipment of this class will consist of FE and non-FE classes. 02/07/18 - Not required by Mech. 09/08/18 - Reinstated by Tunnel Vent Team 10/04/19 - Discipline Updated to TVS | Pr_65_65_24 | Duct dampers | Pr_65_65_24_68 | Pressure relief dampers | Y | N | rev A | Added
Tunnel Ventilation System | GDD | Guide Nozzle Isolation Dampers |  | CYP | NA | Returned - RTO | 07/02/19 - Added for TVS 10/04/19 - Discipline Updated to TVS | Pr_65_65_24 | Duct dampers |  |  | Y | N | rev 1 | Added
Tunnel Ventilation System | GDN | Guide Nozzles |  | CYP | NA | Maintained - CYP | 07/02/19 - Added for TVS 10/04/19 - Discipline Updated to TVS | Pr_65_65_24 | Duct dampers |  |  | Y | N | rev 1 | Added
Tunnel Ventilation System | JFN | Jet Fan |  | CYP | TV | Maintained - CYP | 16/04/18 - Ellipise equipment class updated as per meeting with MTM 10/04/19 - Discipline Updated to TVS | Pr_65_67_29 | Fans | Pr_65_67_29_44 | Jet fans | Y | N | rev A | Maintained
Tunnel Ventilation System | MOD | Damper Module |  | CYP |  | Maintained - CYP | 02/07/18 - Added 10/04/19 - Discipline Updated to TVS | Pr_65_65_24 | Duct dampers | Pr_65_65_24_78 | Shut off dampers | Y | N | rev B | Added
Tunnel Ventilation System | MON | Monorail |  | CYP | NA | Maintained - CYP | 16/04/18 - Ellipise equipment class updated as per meeting with MTM 10/04/19 - Discipline Updated to TVS | Pr_65_80_15 | Cranes and lifting systems | Pr_65_80_15_59 | Overhead travelling cranes | Y | N | rev A | Maintained
Tunnel Ventilation System | OCD | Over Concourse Fan Damper |  | CYP | TV | Maintained - CYP | 21/12/18 - Added 10/04/19 - Discipline Updated to TVS | Pr_65_65_24 | Duct dampers | Pr_65_65_24_29 | Fire and smoke dampers | Y | N | rev 0 | Added
Tunnel Ventilation System | OCN | Over Concourse Exhaust Fan |  | CYP | TV | Maintained - CYP | 21/12/18 - Added 10/04/19 - Discipline Updated to TVS | Pr_65_67_29 | Fans | Pr_65_67_29_05 | Axial flow fans | Y | N |  | Added
Tunnel Ventilation System | ODD | OTE Duct Dampers |  | CYP | TV | Maintained - CYP | 07/02/19 - Added for TVS 10/04/19 - Discipline Updated to TVS | Pr_65_65_24 | Duct dampers |  |  | Y | N | rev 0 | Added
Tunnel Ventilation System | OFD | Over Track Fan Damper |  | CYP | TV | Maintained - CYP | 16/04/18 - Ellipise equipment class updated as per meeting with MTM 10/04/19 - Discipline Updated to TVS | Pr_65_65_24 | Duct dampers | Pr_65_65_24_68 | Pressure relief dampers | Y | N | rev A | Maintained
Tunnel Ventilation System | OFN | Over Track Exhaust Fan |  | CYP | TV | Maintained - CYP | 16/04/18 - Ellipise equipment class updated as per meeting with MTM 10/04/19 - Discipline Updated to TVS | Pr_65_67_29 | Fans | Pr_65_67_29_05 | Axial flow fans | Y | N | rev A | Maintained
Tunnel Ventilation System | OTD | Over Track Trackway Damper |  | CYP | TV | Maintained - CYP | 16/04/18 - Ellipise equipment class updated as per meeting with MTM 10/04/19 - Discipline Updated to TVS | Pr_65_65_24 | Duct dampers | Pr_65_65_24_68 | Pressure relief dampers | Y | N | rev A | Maintained
Tunnel Ventilation System | OTP | OTE Tranistion Piece |  | CYP | TV | Maintained - CYP | 07/02/19 - Added for TVS 10/04/19 - Discipline Updated to TVS | Pr_30_59_96 | Wall venting products | Pr_30_59_96_92 | Ventilation ducts | Y | N | rev 1 | Added
Tunnel Ventilation System | PED | Platform Extraction Damper |  | CYP | TV | Maintained - CYP | 16/04/18 - Ellipise equipment class updated as per meeting with MTM 02/07/18 - Not required by Mech. 09/08/18 - Reinstated by Tunnel Vent Team 10/04/19 - Discipline Updated to TVS | Pr_65_65_24 | Duct dampers | Pr_65_65_24_29 | Fire and smoke dampers | Y | N | rev A | Added
Tunnel Ventilation System | REX | Retail Exhaust Damper |  | CYP | NA | Maintained - CYP | 17/10/18 - Added | Pr_65_65_24 | Duct dampers | Pr_65_65_24_68 | Pressure relief dampers | Y | N | rev 1 | Added
Tunnel Ventilation System | SND | Saccardo Nozzle Damper |  | CYP | TV | Maintained - CYP | 16/04/18 - Ellipise equipment class updated as per meeting with MTM 10/04/19 - Discipline Updated to TVS | Pr_65_65_24 | Duct dampers | Pr_65_65_24_68 | Pressure relief dampers | Y | N | rev A | Maintained
Tunnel Ventilation System | TFD | Tunnel Fan Damper |  | CYP | TV | Maintained - CYP | 16/04/18 - Ellipise equipment class updated as per meeting with MTM 02/07/18 - Not required by Mech. 09/08/18 - Reinstated by Tunnel Vent Team 10/04/19 - Discipline Updated to TVS | Pr_65_65_24 | Duct dampers | Pr_65_65_24_68 | Pressure relief dampers | Y | N | rev A | Added
Tunnel Ventilation System | TFN | Tunnel Vent Fan |  | CYP | TV | Maintained - CYP | 16/04/18 - Ellipise equipment class updated as per meeting with MTM 10/04/19 - Discipline Updated to TVS | Pr_65_67_29 | Fans | Pr_65_67_29_05 | Axial flow fans | Y | N | rev A | Maintained
Tunnel Ventilation System | TTD | Tunnel Trackway Damper |  | CYP | TV | Maintained - CYP | 16/04/18 - Ellipise equipment class updated as per meeting with MTM 02/07/18 - Not required by Mech. 09/07/18 - Re-instated bt Tunnel Vent Team 10/04/19 - Discipline Updated to TVS | Pr_65_65_24 | Duct dampers | Pr_65_65_24_68 | Pressure relief dampers | Y | N | rev A | Added
Tunnel Ventilation System | TVP | Tunnel Ventilation Transition Piece |  | CYP | TV | Maintained - CYP | 07/02/19 - Added for TVS 10/04/19 - Discipline Updated to TVS | Pr_30_59_96 | Wall venting products | Pr_30_59_96_92 | Ventilation ducts | Y | N | rev 1 | Added
Tunnel Ventilation System | ZSC | Limit Switch Closed |  | CYP | NA | Returned - RTO | 10/04/19 - Added for I&C and TVS | NA |  | NA |  | N | N | rev1 | Added
Tunnel Ventilation System | ZSO | Limit Switch Open |  | CYP | NA | Returned - RTO | 10/04/19 - Added for I&C and TVS | NA |  | NA |  | N | N | rev1 | Added
Vertical Transport | ESC | Escalator |  | CYP | LE | Maintained - CYP | 10/04/19 - Discipline updated to VT | Pr_65_80_28 | Escalator and moving walk products | Pr_65_80_28_21 | Escalators | Y | N | rev A | Maintained
Vertical Transport | LFT | Lift |  | CYP | LE | Maintained - CYP | Additional Uniclass Object and Section Code to be added for lift 10/04/19 - Discipline updated to VT | Pr_65_80 | Transport distribution products | NA |  | N | Y | rev A | Maintained
Tunnel Ventilation System | HTR | Heater |  | CYP |  | Maintained - CYP | 04/08/21 - Added by TVS | [6 empty] | rev 00 | Maintained
Note on C262: [Threaded comment] Your version of Excel allows you to read this threaded comment; however, any edits to it will get removed if the file is opened in a newer version of Excel. Learn more: https://go.microsoft.com/fwlink/?linkid=870924 Comment: Not used in IMEP Design Model
Note on C263: [Threaded comment] Your version of Excel allows you to read this threaded comment; however, any edits to it will get removed if the file is opened in a newer version of Excel. Learn more: https://go.microsoft.com/fwlink/?linkid=870924 Comment: Not used in IMEP Design Model
Note on C265: [Threaded comment] Your version of Excel allows you to read this threaded comment; however, any edits to it will get removed if the file is opened in a newer version of Excel. Learn more: https://go.microsoft.com/fwlink/?linkid=870924 Comment: Not used in IMEP Design Model
Note on C270: [Threaded comment] Your version of Excel allows you to read this threaded comment; however, any edits to it will get removed if the file is opened in a newer version of Excel. Learn more: https://go.microsoft.com/fwlink/?linkid=870924 Comment: Not used in IMEP Design Model
Note on C273: [Threaded comment] Your version of Excel allows you to read this threaded comment; however, any edits to it will get removed if the file is opened in a newer version of Excel. Learn more: https://go.microsoft.com/fwlink/?linkid=870924 Comment: Not used in IMEP Design Model
Note on C280: [Threaded comment] Your version of Excel allows you to read this threaded comment; however, any edits to it will get removed if the file is opened in a newer version of Excel. Learn more: https://go.microsoft.com/fwlink/?linkid=870924 Comment: Not used in IMEP Design Model
Note on C283: [Threaded comment] Your version of Excel allows you to read this threaded comment; however, any edits to it will get removed if the file is opened in a newer version of Excel. Learn more: https://go.microsoft.com/fwlink/?linkid=870924 Comment: Not used in IMEP Design Model
Note on D343: [Threaded comment] Your version of Excel allows you to read this threaded comment; however, any edits to it will get removed if the file is opened in a newer version of Excel. Learn more: https://go.microsoft.com/fwlink/?linkid=870924 Comment: Conduit Non-Essential "A" in Asset Tagging Strategy
Note on C424: [Threaded comment] Your version of Excel allows you to read this threaded comment; however, any edits to it will get removed if the file is opened in a newer version of Excel. Learn more: https://go.microsoft.com/fwlink/?linkid=870924 Comment: Asset code not unique same code as CBT - Cable Basket as per Asset Tag Strategy

## Ellipse Classes
Equipment Classes in Ellipse
TABLE_TYPE | TABLE_CODE | TABLE_DESC | Required | Discipline | Utilised | Comments
EC | BN | BONDING | Y | Earthing | Y
EC | EN | ENCLOSURES | Y | Electrical Common | Y
EC | MT | METERS | Y | Electrical Common | Y
EC | OE | ELECTRICAL EQUIPMENT | Y | Electrical Common | Y
EC | PS | POWER SUPPLY UNIT (PSU) | Y | Electrical Common | Y
EC | SE | SUBSTATION EQUIPMENT | Y | Electrical Common | Y
EC | PO | POWER CONTROL | Y | Electrical Common | Y
EC | PR | PROTECTION | Y | Electrical Common | Y
EC | FE | FIRE EQUIPMENT | Y | Fire | Y
EC | AB | HV AC SWITCHGEAR | Y | HV | Y
EC | EG | GENERATORS | Y | HV
EC | HB | HIGH SPEED CIRCUIT BREAKER (HSBC) | Y | HV | Y | DC circuit breakers
EC | HC | SIGNAL HIGH VOLTAGE CABLES | Y | HV
EC | HI | HIGH VOLTAGE SWITCH EQUIPMENT | Y | HV | Y
EC | HP | HSBC - CONTROL PANEL (HSCP) | Y | HV
EC | JI | HV POWER SYS | Y | HV
EC | NE | OVERHEAD WIRING EQUIPMENT | Y | HV
EC | NR | TRANSMISSION LINE | Y | HV
EC | NW | OVERHEAD WIRING | Y | HV | Y
EC | OH | OVERHEAD SECTION | Y | HV
EC | PB | POWER HEAD | Y | HV
EC | PE | PWR CTL EQUIP | Y | HV | Y
EC | RF | RECTIFIER ASSEMBLY | Y | HV | Y
EC | TF | POWER TRANSFORMERS | Y | HV | Y
EC | EP | PUMPS | Y | Hydraulics | Y
EC | AL | ALARMS | Y | I&C | Y
EC | CI | CONTROL & INDICATION | Y | I&C | Y
EC | CP | CENTRAL PROCESSING UNIT (CPU) | Y | I&C | Y | PLC
EC | GM | GAUGES / METERS | Y | I&C | Y
EC | JB | AIR CONTROL SYS | Y | I&C | Y
EC | MC | MASTER CONTROLLER (MC) | Y | I&C |  | PLC
EC | MP | MICRO PROCESSOR UNIT (MPU) | Y | I&C
EC | RM | REMOTE MONITORING (SCADA) | Y | I&C
EC | SG | SIGNALS | Y | I&C | Y
EC | SI | SIGNAGE | Y | I&C | Y
EC | BB | BATTERY BOX (BB) | Y | LV | Y
EC | EB | LOW VOLTAGE BOX (EBOX) | Y | LV | Y
EC | EM | EMERGENCY LIGHTING | Y | LV | Y
EC | EU | UPS (S&F) | Y | LV | Y
EC | LF | LINE FILTER (LF) | Y | LV
EC | SB | SWITCHBOARDS | Y | LV | Y
EC | UP | POWER SUPPLY / UPS | Y | LV
EC | AC | AIR CONDITIONER (AC) | Y | Mechanical | Y
EC | LE | LIFT & ESCALATOR | Y | Mechanical | Y
EC | TV | TUNNEL VENTILATION | Y | Mechanical
EC | AD | AIR DISTRIBUTION | Y | Mechanical | Y
EC | EA | AIR MOVE & CONDITNG | Y | Mechanical | Y
EC | PU | PIDS | Y | Telecoms | Y
EC | CL | CCTV | Y | Telecoms | Y
EC | CO | COMMUNICATIONS | Y | Telecoms | Y
EC | DI | DRIVERS INT | N | Telecoms
EC | DV | DIGITAL VIDEO RECORDER (DVR) | Y | Telecoms | Y
EC | IC | INTERCOM | Y | Telecoms
EC | JE | COMM SYSTEM | Y | Telecoms | Y
EC | MD | MODEMS | Y | Telecoms
EC | NT | NETWORK | Y | Telecoms | Y
EC | PX | PUBLIC ADDRESS | Y | Telecoms | Y
EC | TH | TELEPHONY | Y | Telecoms | Y
EC | VC | VOICE COMMUNICATION | Y | Telecoms | Y
EC | CM | AIR COMPRESSOR (CM) | Y
EC | DB | 1500V DC POWER SWITCHING | Y
EC | AA | STATIC INVERTER (SIAA) | N |  |  | Not in design
EC | AG | GROUPS | N
EC | AI | AIR DRYER | N
EC | AM | ACOM
EC | AR | ARTC LINES | N
EC | AT | TRACTION CASE (PCE)
EC | BC | BRAKE CONTROL UNIT (BCU) | N
EC | BD | BUILDINGS & ROOMS | N
EC | BG | BRIDGES | N
EC | BK | BIKE FACILITIES | N
EC | BL | BAYSIDE LINES | N
EC | BM | BRAKE PANEL (MOTOR CAR) | N
EC | BO | BOGIE (BO) | N
EC | BP | BRAKE PANEL | N
EC | BR | RADIO BASE SITE | N
EC | BS | BRIDGE SPAN | N
EC | BT | BRAKE PANEL (TRAILER CAR) | N
EC | BV | BRAKE VALVES | N
EC | CA | CAMERA & LENS (CAM) | N
EC | CB | COUPLER BAR (COB) | N |  |  | coupling of rebars ?
EC | CC | COMMUNICATIONS AUTO COUPLER (CAC)
EC | CD | COMMUNICATION DOOR OPERATOR (CDO)
EC | CE | CENTRAL EQUIP | N
EC | CH | COUPLER HEAD (COH)
EC | CN | CONNEX | N
EC | CT | CUTTINGS / EMBANKMENTS / RETAINING WALL | N
EC | CU | CULVERTS | N
EC | CV | CURVES | N
EC | CX | CIVIL TIME | N
EC | D1 | PRIDE FROM DN KYLE CHEN | N
EC | DC | SALOON DOOR - CONTROL UNIT (SDCU) | N
EC | DD | DRIVER DISPLAY UNIT (DDU) | N
EC | DE | MTM DEPARTMENTS | N
EC | DH | DAMPER (HORIZ) | Y | Mechanical | Y
EC | DM | DIGITAL MASTER UNIT (DMU)
EC | DN | DEADENING HOLDING CLASS | N
EC | DO | SALOON DOOR - OPERATOR (SDO) | N
EC | DP | SIGNAL POWER DISTRIBUTION
EC | DR | DTRS | N
EC | DS | DISPLAN | N
EC | DT | DIGITIAL TRAIN RADIO SYSTEM (DTRS) | N
EC | ED | DOMESTIC EQUIPMENT | N
EC | EL | ELECTRICTY | N
EC | EO | ELECTRICAL OCMS
EC | EQ | MTCE EQUIPMENT
EC | ES | ELECTRICAL | N
EC | FA | FREIGHT AUSTRALIA LINE | N
EC | FC | FENCE / GATE | N
EC | FD | FRONT DISPLAY UNIT (FDU) | N
EC | FM | FMP
EC | FS | FACILITY SVC
EC | G1 | GP HOLDING CLASS
EC | GA | SECURITY GATE | N
EC | GG | GLOBAL / GROUND UNITS (GGU)
EC | GP | GREASE POTS | N
EC | HD | DAMPER (HORIZ) (HD) | Y | Mechanical | Y
EC | HE | HITACHI M BOGIE (BO) | N
EC | HL | SIGNAL HIGH VOLTAGE LOCATION | N
EC | HM | HAZARD MARKER | N
EC | HS | SIGNAL HIGH VOLTAGE SWITCH
EC | HT | HITACHI T BOGIE (BO) | N
EC | HU | AIR CONDITONER (AC) | N |  |  | This is a double up with AC
EC | HW | HELICAL WRAP | N
EC | ID | INTERNAL DISPLAY UNIT | N
EC | IL | INTERLOCKING | N
EC | IM | INTERLOCKING MODULE | N
EC | IN | INVERTER [110VDC-240VAC] (INV) | N
EC | IR | INSULATED RAIL JOINT | N
EC | IV | INVERTER MODULE (SIV) | N
EC | JA | VIRTUAL EQUIP
EC | JC | AUX COMP SYS
EC | JD | BREAKING SYS | N
EC | JF | DRIVER CNTRL DESK | N
EC | JG | DRIVER SEAT | N
EC | JH | GEAR BOX | N
EC | JJ | SIEMENS RS | N
EC | KP | KM POST
EC | LC | LOCATION | N
EC | LL | SIGNAL LOW VOLTAGE LOCATION | N
EC | LN | LINE | N
EC | LP | LX PAVEMENTS | N
EC | LS | PERM SPD RESTRICTION
EC | LT | LX TRACK | N
EC | LX | LEVEL CROSSINGS | N
EC | MA | MOTOR ALTERNATOR (MA) | N
EC | MB | COMENG M BOGIE (BO) | N
EC | MM | MINCOM MODULES
EC | MN | MONUMENT TRACK | N
EC | MO | MONUMENTS | N
EC | MR | MCAR
EC | NC | TRAIN COORIDOR | N
EC | NX | NATIONAL EXPRESS | N
EC | OM | OVERHEAD ASSETS | N
EC | OS | OCS STORE
EC | OW | OCS WORKSHOP
EC | PA | PANTOGRAPH | N
EC | PC | POINTS & CROSSING | N
EC | PD | PASSENGER DURESS INTERCOM (PDI) | N |  |  | CHP
EC | PF | PLATFORM | N
EC | PH | PATHWAYS | N
EC | PI | RHEOSTATIC CHOPPER MODULE PIM1 | N |  |  | Tentatively No
EC | PJ | PROJECTS | N
EC | PK | CAR PARK / FEATURE | N
EC | PL | PLANT
EC | PM | POINT MECHANISM | N
EC | PN | S&F PRECINCT | N
EC | PP | PANTOGRAPH | N
EC | PT | POINTS | N
EC | PV | PRIDE | N
EC | PW | PWM ENCODER (PWM)
EC | PZ | POTS | N
EC | R1 | RESISTER GRIDS 1
EC | R2 | RESISTER GRIDS 2
EC | RC | RHEOSTATIC CHOPPER MODULE PIM2 | N |  |  | Tentatively No
EC | RD | REM. HARD DISK | N
EC | RE | RESERVES | N
EC | RL | RAIL | N
EC | RO | RODES | N
EC | RT | TEMP SPD RESTRICTION
EC | RV | REPAIR VENUES | N
EC | RW | ROD TESTING | N
EC | RX | REDFLEX | N
EC | SA | SUBSTATION ASSETS
EC | SC | SUB TRAIN COMP
EC | SD | SIDE DISPLAY UNIT (SDU) | N
EC | SF | SAFETY EQUIPMENT | N |  |  | Tentatively No
EC | SL | SLEEPER (SURFACE TRACK)
EC | SM | SLEEPER (MURL)
EC | SN | STATIONS
EC | SO | SPOT | N
EC | SP | SIGNAL POWER SUPPLY
EC | SR | STRUCTURES | N
EC | SS | SUBSTATIONS | N
EC | ST | SUBURBAN TRAIN | N
EC | SV | STATIC INVERTER BOX (SIV) (SIVB) | N
EC | SX | ARCHIVE S&F | N
EC | SY | SIGNAL RELAYS
EC | T1 | RECONFIG TRACK SPN
EC | TA | TIAS
EC | TB | COMENG T BOGIE (BO) | N
EC | TC | TRACK CIRCUITS
EC | TD | TRACK SIDINGS
EC | TE | EQUIPMENT CASE
EC | TG | TRACK SUB GROUPS
EC | TI | OCS TRACEABLE
EC | TK | TRACK SECTION
EC | TL | TRANS LINE
EC | TM | TRACTION MOTOR (TM)
EC | TN | TUNNEL / SUBWAY | N
EC | TO | TURNOUTS | N
EC | TP | MOTOR ALTERNATOR (MA)
EC | TQ | TRACK CIRCUIT EQUIP
EC | TR | TRACK CODES | N
EC | TS | TRAINSTOPS | N
EC | TT | TNT | N
EC | TU | TRUNKING | N
EC | TX | LINEAR TRACKS | N
EC | TZ | TK TERMINATOR
EC | UB | BOGIE (BO) | N
EC | UC | COUPLER
EC | UD | BUFFER GEAR
EC | UW | WHEELS / AXLE (WH) | N
EC | VD | DAMPER VERTICAL (VD) | Y | Mechanical | Y
EC | VH | MTCE VEHICLES
EC | VL | VOICE LOGGING
EC | VM | VICERS MODULE
EC | VT | VICTRACK OCS ASSETS | N
EC | WH | WHEEL / AXLE (WH) | N
EC | X1 | SIGNAL NE ITEM
EC | XA | OLD SR ASSETS | N
EC | XG | GP HOLDING | N
EC | XO | CONTRACT WIRE XOVER | N
EC | XX | REDUNDANT EQUIPMENT | N
EC | XY | TEMPORARY CLASS | N
EC | XZ | TRACK TEMPORARY | N
EC | ZZ | ARCHIVE | N

## Dropdown Menu
Asset Type | Comments | Scope | Comments
Maintained - CYP | Public Private Partnership - CYP | CYP |  | DCW | #N/A | Domestic Cold Water |  |  |  | Hydraulic
Returned - RTO | Rail Transport Operator - MTM | CYP/RSA |  | DHW | #N/A | Domestic Hot Water |  |  |  | Hydraulic
Returned - RTO Maintained - CYP |  | RSA |  | RTW | #N/A | Recycled Treated Water |  |  |  | Hydraulic
|  | CYP/PTV |  | GAS | #N/A | Gas | [5 empty] | Hydraulic
|  |  |  | SEW | 162 | Sewer | [5 empty] | Hydraulic
|  |  |  | STM | #N/A | Storm Water |  |  |  |  | Hydraulic
|  |  |  | TWS | #N/A | Trade Waste system |  |  |  | Hydraulic
|  |  |  | WWI | 596 | Warm Water Isolation Valve |  |  | Hydraulic
|  |  |  | DRV | 548 | Drainage Vent |  |  |  |  | Hydraulic
|  |  |  | GRV | 555 | Greasy Vent |  |  |  |  | Hydraulic
|  |  |  | CHV | 545 | Chamber Vent |  |  |  |  | Hydraulic
|  |  |  | SOL | 165 | Solenoid Valve | (Please Rename in Document) | Hydraulic
|  |  |  | DPT | Differential Pressure Transmitter (This is for already existing PSX Fan Pressure Sensor)
|  |  |  | ZSX | Damper Limit Switch
|  |  |  | FLX | Fan Flexible Joint
|  |  |  | BFR | Fan Base Frame
|  |  |  | BLM | Bell Mouth
|  |  |  | MON | Monorail
|  |  |  | GRD | Guard